## README
Estim8r Source-Audited Electrical Trade Labor Database | Original, editable estimating framework for electrical construction.
Purpose | Comprehensive estimating taxonomy with explicit separation between model baselines and source-verified production labor.
Production rule | Use only rows in Production Import (or Labor Database rows with Production Ready = YES) for live bidding.
Model baseline | The original 1,921 labor values are retained as modeling/calibration candidates only. They are not represented as published NECA/RSMeans/Craftsman values.
Source strategy | Validate via licensed labor references, official public samples, manufacturer scope documentation, and company actual production history.
NECA structure | NECA uses Normal, Difficult, and Very Difficult installation conditions and excludes supervision from installation labor units.
Company calibration | Record installed quantity and actual crew hours in Company Calibration; promote only after internal review and sufficient sample size.
Copyright / licensing | This workbook does not reproduce a complete copyrighted labor manual. Licensed data should only be imported/used under applicable license terms.
Version | Source-audit build 2026-09-17

## Verification Dashboard
Estim8r Labor Database - Source Audit | Value
Total candidate labor rows | 1921
Public-source verified rows | 5
Company-history approved rows | 0
Unverified model-baseline rows | 1916
Rule | Only rows marked Production Ready = YES belong in production estimating.
Important | Model baseline hours are retained for research/calibration but are not represented as NECA, RSMeans, Craftsman, or other published labor units.
NECA methodology | Normal, Difficult, and Very Difficult columns; supervision is separate.
Next data path | License/reference import + company actual-hours calibration.

## Verified Public Examples
ID | Task | Size | Unit | Normal MH | Difficult MH | Very Difficult MH | Source | Source URL
EL-00050 | Install EMT | 3/4 in | LF | 0.05 | 0.062 | 0.075 | NECA MLU public sample | https://www.necanet.org/docs/default-source/education/publications/4090-21_2021-2022mlu_page202revised.pdf?sfvrsn=52e712c0_3
EL-00051 | Install EMT Connector | 3/4 in | EA | 0.1 | 0.12 | 0.15 | NECA MLU public sample | https://www.necanet.org/docs/default-source/education/publications/4090-21_2021-2022mlu_page202revised.pdf?sfvrsn=52e712c0_3
EL-00052 | Install EMT Coupling | 3/4 in | EA | 0.05 | 0.06 | 0.07 | NECA MLU public sample | https://www.necanet.org/docs/default-source/education/publications/4090-21_2021-2022mlu_page202revised.pdf?sfvrsn=52e712c0_3
EL-00053 | Install EMT Factory elbow | 3/4 in | EA | 0.22 | 0.27 | 0.33 | NECA MLU public sample | https://www.necanet.org/docs/default-source/education/publications/4090-21_2021-2022mlu_page202revised.pdf?sfvrsn=52e712c0_3
EL-00061 | Install EMT | 1 in | LF | 0.055 | 0.068 | 0.082 | NECA MLU public sample | https://www.necanet.org/docs/default-source/education/publications/4090-21_2021-2022mlu_page202revised.pdf?sfvrsn=52e712c0_3

## Production Import
ID | Division | Category | Subcategory | Task | Size / Rating | Material / System | Unit | Normal MH | Difficult MH | Very Difficult MH | Source Type | Source Edition | Source URL | Verification Notes
EL-00050 | 26 | Raceways | Conduit Installation | Install EMT | 3/4 in | EMT | LF | 0.05 | 0.062 | 0.075 | NECA MLU public sample | 2021-2022 | https://www.necanet.org/docs/default-source/education/publications/4090-21_2021-2022mlu_page202revised.pdf?sfvrsn=52e712c0_3 | NECA sample lists 5.00/6.20/7.50 per C; normalized here to MH per LF for Estim8r.
EL-00051 | 26 | Raceways | Fittings | Install EMT Connector | 3/4 in | EMT | EA | 0.1 | 0.12 | 0.15 | NECA MLU public sample | 2021-2022 | https://www.necanet.org/docs/default-source/education/publications/4090-21_2021-2022mlu_page202revised.pdf?sfvrsn=52e712c0_3 | Official NECA public sample: EMT set-screw box connector, each.
EL-00052 | 26 | Raceways | Fittings | Install EMT Coupling | 3/4 in | EMT | EA | 0.05 | 0.06 | 0.07 | NECA MLU public sample | 2021-2022 | https://www.necanet.org/docs/default-source/education/publications/4090-21_2021-2022mlu_page202revised.pdf?sfvrsn=52e712c0_3 | Official NECA public sample: EMT set-screw coupling, each.
EL-00053 | 26 | Raceways | Fittings | Install EMT Factory elbow | 3/4 in | EMT | EA | 0.22 | 0.27 | 0.33 | NECA MLU public sample | 2021-2022 | https://www.necanet.org/docs/default-source/education/publications/4090-21_2021-2022mlu_page202revised.pdf?sfvrsn=52e712c0_3 | Official NECA public sample: EMT factory elbow, each.
EL-00061 | 26 | Raceways | Conduit Installation | Install EMT | 1 in | EMT | LF | 0.055 | 0.068 | 0.082 | NECA MLU public sample | 2021-2022 | https://www.necanet.org/docs/default-source/education/publications/4090-21_2021-2022mlu_page202revised.pdf?sfvrsn=52e712c0_3 | NECA sample lists 5.50/6.80/8.20 per C; normalized here to MH per LF for Estim8r.

## Company Calibration
Record ID | Project | Labor Item ID | Installed Qty | Unit | Actual Crew Hours | Actual MH / Unit | Conditions | Crew Notes | Approved for Master? | Reviewer | Review Date
CAL-0001
CAL-0002
CAL-0003
CAL-0004
CAL-0005
CAL-0006
CAL-0007
CAL-0008
CAL-0009
CAL-0010
CAL-0011
CAL-0012
CAL-0013
CAL-0014
CAL-0015
CAL-0016
CAL-0017
CAL-0018
CAL-0019
CAL-0020
CAL-0021
CAL-0022
CAL-0023
CAL-0024
CAL-0025
CAL-0026
CAL-0027
CAL-0028
CAL-0029
CAL-0030
CAL-0031
CAL-0032
CAL-0033
CAL-0034
CAL-0035
CAL-0036
CAL-0037
CAL-0038
CAL-0039
CAL-0040
CAL-0041
CAL-0042
CAL-0043
CAL-0044
CAL-0045
CAL-0046
CAL-0047
CAL-0048
CAL-0049
CAL-0050

## Trade Coverage Audit
Trade Area | Current Coverage | Audit Note
Civil / excavation | Present | Trenching/site rows exist; expand shoring, spoils, paving restoration, directional boring and dewatering.
Raceways and fittings | Strong | Very large taxonomy; requires source validation and rationalization.
Boxes / enclosures | Present | Expand specialty, explosionproof, pull/junction and floor systems.
Conductors / cable | Present | Expand pulling configurations, parallel sets, MV cable, tray/open-air and specialty cable.
Terminations / splices | Partial | Needs deeper LV/MV terminations, lugs, stress cones, cold/heat shrink, shield grounding and testing.
Grounding / bonding / lightning protection | Partial | Expand grounding electrode systems, lightning protection and surge protection.
Distribution / panels / switchgear | Present | Expand switchboards, switchgear, busway, metering, CT cabinets and substations.
Transformers | Present | Expand dry-type, liquid-filled, padmount, polemount and specialty transformer tasks.
Generators / ATS / UPS / storage | Present | Expand startup, load-bank support, battery/UPS and energy-storage installation.
Motors / MCC / VFD / starters | Present | Expand horsepower/frame classes, buckets, controls, alignment support and commissioning.
PLC / instrumentation / controls | Present | Expand I/O, panels, instrumentation tubing/wiring, networked controls and commissioning.
Lighting / controls | Present | Expand fixture families, controls, sensors, dimming, emergency and exterior lighting.
Devices / receptacles / switches | Present | Expand grades, weatherproof, floor devices, specialty power and device trim.
Heating / fans / appliances / equipment connections | Present | Expand unit heaters, duct heaters, fans, kitchen, HVAC and process equipment.
Fire alarm / life safety | Present | Expand initiating/notification appliances, modules, panels, testing and acceptance.
Data / communications | Present | Expand copper categories, racks, pathways, backbone, wireless and testing.
Fiber optics | Present | Expand OSP/ISP cable, fusion/mechanical splice, connectors, closures, OTDR/power-meter testing.
Access control / security / CCTV / LPR / gates | Present | Expand door hardware integration, operators, loops, intercoms, LPR and commissioning.
Audio / paging / clocks / nurse call / special systems | Partial | Add detailed specialty low-voltage system families.
Site lighting / poles / signs | Present | Expand foundations, poles, arms, sports lighting, illuminated signage and controls.
Solar / EV / microgrid / fuel cell | Partial | Expand racking, DC wiring, inverters, combiner gear, EVSE classes and commissioning.
Marine / marina / docks | Present | Expand shore power, pedestals, dock distribution, grounding/bonding and corrosion environment factors.
Industrial hazardous locations | Gap/Partial | Add classified-area raceway/seals, explosionproof equipment and industrial process environments.
Medium voltage / utility / substations | Gap/Partial | Add 5-35 kV cable, terminations, splices, transformers, switches, relays, grounding and testing.
Busway / cable tray / wireway | Gap/Partial | Add feeder/plugin busway, fittings, tray types, supports and covers.
Heat trace / snow melt | Gap | Add cable, controls, sensors, terminations and commissioning.
Cathodic protection | Gap | Add rectifiers, anodes, test stations, cabling and commissioning.
Demolition / renovation | Present | Expand selective demo, salvage, tracing, outage and occupied-space factors.
Testing / commissioning | Present | Expand megger, hi-pot/VLF, torque, breaker testing, relay testing, infrared and functional tests.
Project labor / supervision / mobilization | Present | Keep separate from installation labor; add configurable project-specific rules.

## Labor Database
ID | Division | Category | Subcategory | Item / Installation Task | Size / Rating | Material / System | Unit | Model Base MH / Unit | Model Normal MH | Model Difficult MH | Model Very Difficult MH | Crew Type | Typical Equipment | Environment | New/Reno | Includes | Excludes / Add Separately | Productivity Notes | Baseline Source Basis | Source URL | Company MH | Active | Verification Status | Source Type | Source Edition | Verification Source URL | Verified Normal MH | Verified Difficult MH | Verified Very Difficult MH | Approved Normal MH | Approved Difficult MH | Approved Very Difficult MH | Production Ready | Verification Notes | Last Verified
EL-00001 | 31 | Site/Earthwork | Trenching | Hand trenching | 12 in | Soil | LF | 0.035 | 0.035 | 0.044 | 0.053 | Laborer/Electrician | Shovel/pick | All | Both | Layout and normal installation | Supervision; unusual access; premium time | Adjust for soil, utilities, shoring, spoils and restoration. | Original estimating baseline; calibrate to company history |  |  | Yes | UNVERIFIED - MODEL BASELINE | Estim8r original model baseline | N/A | [7 empty] | NO | Do not use as an authoritative bid labor unit until verified against a permitted source or company production history.
EL-00002 | 31 | Site/Earthwork | Trenching | Hand trenching | 18 in | Soil | LF | 0.05 | 0.05 | 0.062 | 0.075 | Laborer/Electrician | Shovel/pick | All | Both | Layout and normal installation | Supervision; unusual access; premium time | Adjust for soil, utilities, shoring, spoils and restoration. | Original estimating baseline; calibrate to company history |  |  | Yes | UNVERIFIED - MODEL BASELINE | Estim8r original model baseline | N/A | [7 empty] | NO | Do not use as an authoritative bid labor unit until verified against a permitted source or company production history.
EL-00003 | 31 | Site/Earthwork | Trenching | Hand trenching | 24 in | Soil | LF | 0.07 | 0.07 | 0.088 | 0.105 | Laborer/Electrician | Shovel/pick | All | Both | Layout and normal installation | Supervision; unusual access; premium time | Adjust for soil, utilities, shoring, spoils and restoration. | Original estimating baseline; calibrate to company history |  |  | Yes | UNVERIFIED - MODEL BASELINE | Estim8r original model baseline | N/A | [7 empty] | NO | Do not use as an authoritative bid labor unit until verified against a permitted source or company production history.
EL-00004 | 31 | Site/Earthwork | Trenching | Hand trenching | 30 in | Soil | LF | 0.09 | 0.09 | 0.112 | 0.135 | Laborer/Electrician | Shovel/pick | All | Both | Layout and normal installation | Supervision; unusual access; premium time | Adjust for soil, utilities, shoring, spoils and restoration. | Original estimating baseline; calibrate to company history |  |  | Yes | UNVERIFIED - MODEL BASELINE | Estim8r original model baseline | N/A | [7 empty] | NO | Do not use as an authoritative bid labor unit until verified against a permitted source or company production history.
EL-00005 | 31 | Site/Earthwork | Trenching | Hand trenching | 36 in | Soil | LF | 0.12 | 0.12 | 0.15 | 0.18 | Laborer/Electrician | Shovel/pick | All | Both | Layout and normal installation | Supervision; unusual access; premium time | Adjust for soil, utilities, shoring, spoils and restoration. | Original estimating baseline; calibrate to company history |  |  | Yes | UNVERIFIED - MODEL BASELINE | Estim8r original model baseline | N/A | [7 empty] | NO | Do not use as an authoritative bid labor unit until verified against a permitted source or company production history.
EL-00006 | 31 | Site/Earthwork | Trenching | Hand trenching | 48 in | Soil | LF | 0.17 | 0.17 | 0.213 | 0.255 | Laborer/Electrician | Shovel/pick | All | Both | Layout and normal installation | Supervision; unusual access; premium time | Adjust for soil, utilities, shoring, spoils and restoration. | Original estimating baseline; calibrate to company history |  |  | Yes | UNVERIFIED - MODEL BASELINE | Estim8r original model baseline | N/A | [7 empty] | NO | Do not use as an authoritative bid labor unit until verified against a permitted source or company production history.
EL-00007 | 31 | Site/Earthwork | Trenching | Mini excavator trenching | 12 in | Soil | LF | 0.0077 | 0.0077 | 0.01 | 0.012 | Laborer/Electrician | Mini excavator | All | Both | Layout and normal installation | Supervision; unusual access; premium time | Adjust for soil, utilities, shoring, spoils and restoration. | Original estimating baseline; calibrate to company history |  |  | Yes | UNVERIFIED - MODEL BASELINE | Estim8r original model baseline | N/A | [7 empty] | NO | Do not use as an authoritative bid labor unit until verified against a permitted source or company production history.
EL-00008 | 31 | Site/Earthwork | Trenching | Mini excavator trenching | 18 in | Soil | LF | 0.011 | 0.011 | 0.014 | 0.017 | Laborer/Electrician | Mini excavator | All | Both | Layout and normal installation | Supervision; unusual access; premium time | Adjust for soil, utilities, shoring, spoils and restoration. | Original estimating baseline; calibrate to company history |  |  | Yes | UNVERIFIED - MODEL BASELINE | Estim8r original model baseline | N/A | [7 empty] | NO | Do not use as an authoritative bid labor unit until verified against a permitted source or company production history.
EL-00009 | 31 | Site/Earthwork | Trenching | Mini excavator trenching | 24 in | Soil | LF | 0.0154 | 0.0154 | 0.019 | 0.023 | Laborer/Electrician | Mini excavator | All | Both | Layout and normal installation | Supervision; unusual access; premium time | Adjust for soil, utilities, shoring, spoils and restoration. | Original estimating baseline; calibrate to company history |  |  | Yes | UNVERIFIED - MODEL BASELINE | Estim8r original model baseline | N/A | [7 empty] | NO | Do not use as an authoritative bid labor unit until verified against a permitted source or company production history.
EL-00010 | 31 | Site/Earthwork | Trenching | Mini excavator trenching | 30 in | Soil | LF | 0.0198 | 0.0198 | 0.025 | 0.03 | Laborer/Electrician | Mini excavator | All | Both | Layout and normal installation | Supervision; unusual access; premium time | Adjust for soil, utilities, shoring, spoils and restoration. | Original estimating baseline; calibrate to company history |  |  | Yes | UNVERIFIED - MODEL BASELINE | Estim8r original model baseline | N/A | [7 empty] | NO | Do not use as an authoritative bid labor unit until verified against a permitted source or company production history.
EL-00011 | 31 | Site/Earthwork | Trenching | Mini excavator trenching | 36 in | Soil | LF | 0.0264 | 0.0264 | 0.033 | 0.04 | Laborer/Electrician | Mini excavator | All | Both | Layout and normal installation | Supervision; unusual access; premium time | Adjust for soil, utilities, shoring, spoils and restoration. | Original estimating baseline; calibrate to company history |  |  | Yes | UNVERIFIED - MODEL BASELINE | Estim8r original model baseline | N/A | [7 empty] | NO | Do not use as an authoritative bid labor unit until verified against a permitted source or company production history.
EL-00012 | 31 | Site/Earthwork | Trenching | Mini excavator trenching | 48 in | Soil | LF | 0.0374 | 0.0374 | 0.047 | 0.056 | Laborer/Electrician | Mini excavator | All | Both | Layout and normal installation | Supervision; unusual access; premium time | Adjust for soil, utilities, shoring, spoils and restoration. | Original estimating baseline; calibrate to company history |  |  | Yes | UNVERIFIED - MODEL BASELINE | Estim8r original model baseline | N/A | [7 empty] | NO | Do not use as an authoritative bid labor unit until verified against a permitted source or company production history.
EL-00013 | 31 | Site/Earthwork | Trenching | Backhoe trenching | 12 in | Soil | LF | 0.0056 | 0.0056 | 0.007 | 0.008 | Laborer/Electrician | Backhoe | All | Both | Layout and normal installation | Supervision; unusual access; premium time | Adjust for soil, utilities, shoring, spoils and restoration. | Original estimating baseline; calibrate to company history |  |  | Yes | UNVERIFIED - MODEL BASELINE | Estim8r original model baseline | N/A | [7 empty] | NO | Do not use as an authoritative bid labor unit until verified against a permitted source or company production history.
EL-00014 | 31 | Site/Earthwork | Trenching | Backhoe trenching | 18 in | Soil | LF | 0.008 | 0.008 | 0.01 | 0.012 | Laborer/Electrician | Backhoe | All | Both | Layout and normal installation | Supervision; unusual access; premium time | Adjust for soil, utilities, shoring, spoils and restoration. | Original estimating baseline; calibrate to company history |  |  | Yes | UNVERIFIED - MODEL BASELINE | Estim8r original model baseline | N/A | [7 empty] | NO | Do not use as an authoritative bid labor unit until verified against a permitted source or company production history.
EL-00015 | 31 | Site/Earthwork | Trenching | Backhoe trenching | 24 in | Soil | LF | 0.0112 | 0.0112 | 0.014 | 0.017 | Laborer/Electrician | Backhoe | All | Both | Layout and normal installation | Supervision; unusual access; premium time | Adjust for soil, utilities, shoring, spoils and restoration. | Original estimating baseline; calibrate to company history |  |  | Yes | UNVERIFIED - MODEL BASELINE | Estim8r original model baseline | N/A | [7 empty] | NO | Do not use as an authoritative bid labor unit until verified against a permitted source or company production history.
EL-00016 | 31 | Site/Earthwork | Trenching | Backhoe trenching | 30 in | Soil | LF | 0.0144 | 0.0144 | 0.018 | 0.022 | Laborer/Electrician | Backhoe | All | Both | Layout and normal installation | Supervision; unusual access; premium time | Adjust for soil, utilities, shoring, spoils and restoration. | Original estimating baseline; calibrate to company history |  |  | Yes | UNVERIFIED - MODEL BASELINE | Estim8r original model baseline | N/A | [7 empty] | NO | Do not use as an authoritative bid labor unit until verified against a permitted source or company production history.
EL-00017 | 31 | Site/Earthwork | Trenching | Backhoe trenching | 36 in | Soil | LF | 0.0192 | 0.0192 | 0.024 | 0.029 | Laborer/Electrician | Backhoe | All | Both | Layout and normal installation | Supervision; unusual access; premium time | Adjust for soil, utilities, shoring, spoils and restoration. | Original estimating baseline; calibrate to company history |  |  | Yes | UNVERIFIED - MODEL BASELINE | Estim8r original model baseline | N/A | [7 empty] | NO | Do not use as an authoritative bid labor unit until verified against a permitted source or company production history.
EL-00018 | 31 | Site/Earthwork | Trenching | Backhoe trenching | 48 in | Soil | LF | 0.0272 | 0.0272 | 0.034 | 0.041 | Laborer/Electrician | Backhoe | All | Both | Layout and normal installation | Supervision; unusual access; premium time | Adjust for soil, utilities, shoring, spoils and restoration. | Original estimating baseline; calibrate to company history |  |  | Yes | UNVERIFIED - MODEL BASELINE | Estim8r original model baseline | N/A | [7 empty] | NO | Do not use as an authoritative bid labor unit until verified against a permitted source or company production history.
EL-00019 | 31 | Site/Earthwork | Trenching | Trencher | 12 in | Soil | LF | 0.0035 | 0.0035 | 0.004 | 0.005 | Laborer/Electrician | Chain trencher | All | Both | Layout and normal installation | Supervision; unusual access; premium time | Adjust for soil, utilities, shoring, spoils and restoration. | Original estimating baseline; calibrate to company history |  |  | Yes | UNVERIFIED - MODEL BASELINE | Estim8r original model baseline | N/A | [7 empty] | NO | Do not use as an authoritative bid labor unit until verified against a permitted source or company production history.
EL-00020 | 31 | Site/Earthwork | Trenching | Trencher | 18 in | Soil | LF | 0.005 | 0.005 | 0.006 | 0.008 | Laborer/Electrician | Chain trencher | All | Both | Layout and normal installation | Supervision; unusual access; premium time | Adjust for soil, utilities, shoring, spoils and restoration. | Original estimating baseline; calibrate to company history |  |  | Yes | UNVERIFIED - MODEL BASELINE | Estim8r original model baseline | N/A | [7 empty] | NO | Do not use as an authoritative bid labor unit until verified against a permitted source or company production history.
EL-00021 | 31 | Site/Earthwork | Trenching | Trencher | 24 in | Soil | LF | 0.007 | 0.007 | 0.009 | 0.011 | Laborer/Electrician | Chain trencher | All | Both | Layout and normal installation | Supervision; unusual access; premium time | Adjust for soil, utilities, shoring, spoils and restoration. | Original estimating baseline; calibrate to company history |  |  | Yes | UNVERIFIED - MODEL BASELINE | Estim8r original model baseline | N/A | [7 empty] | NO | Do not use as an authoritative bid labor unit until verified against a permitted source or company production history.
EL-00022 | 31 | Site/Earthwork | Trenching | Trencher | 30 in | Soil | LF | 0.009 | 0.009 | 0.011 | 0.013 | Laborer/Electrician | Chain trencher | All | Both | Layout and normal installation | Supervision; unusual access; premium time | Adjust for soil, utilities, shoring, spoils and restoration. | Original estimating baseline; calibrate to company history |  |  | Yes | UNVERIFIED - MODEL BASELINE | Estim8r original model baseline | N/A | [7 empty] | NO | Do not use as an authoritative bid labor unit until verified against a permitted source or company production history.
EL-00023 | 31 | Site/Earthwork | Trenching | Trencher | 36 in | Soil | LF | 0.012 | 0.012 | 0.015 | 0.018 | Laborer/Electrician | Chain trencher | All | Both | Layout and normal installation | Supervision; unusual access; premium time | Adjust for soil, utilities, shoring, spoils and restoration. | Original estimating baseline; calibrate to company history |  |  | Yes | UNVERIFIED - MODEL BASELINE | Estim8r original model baseline | N/A | [7 empty] | NO | Do not use as an authoritative bid labor unit until verified against a permitted source or company production history.
EL-00024 | 31 | Site/Earthwork | Trenching | Trencher | 48 in | Soil | LF | 0.017 | 0.017 | 0.021 | 0.026 | Laborer/Electrician | Chain trencher | All | Both | Layout and normal installation | Supervision; unusual access; premium time | Adjust for soil, utilities, shoring, spoils and restoration. | Original estimating baseline; calibrate to company history |  |  | Yes | UNVERIFIED - MODEL BASELINE | Estim8r original model baseline | N/A | [7 empty] | NO | Do not use as an authoritative bid labor unit until verified against a permitted source or company production history.
EL-00025 | 31 | Site/Earthwork | Civil Support | Locate/mark trench route |  |  | LF | 0.01 | 0.01 | 0.013 | 0.015 | Laborer/Electrician |  | All | Both | Layout and normal installation | Supervision; unusual access; premium time |  | Original estimating baseline; calibrate to company history |  |  | Yes | UNVERIFIED - MODEL BASELINE | Estim8r original model baseline | N/A | [7 empty] | NO | Do not use as an authoritative bid labor unit until verified against a permitted source or company production history.
EL-00026 | 31 | Site/Earthwork | Civil Support | Hand expose existing utility |  |  | EA | 0.5 | 0.5 | 0.625 | 0.75 | Laborer/Electrician |  | All | Both | Layout and normal installation | Supervision; unusual access; premium time |  | Original estimating baseline; calibrate to company history |  |  | Yes | UNVERIFIED - MODEL BASELINE | Estim8r original model baseline | N/A | [7 empty] | NO | Do not use as an authoritative bid labor unit until verified against a permitted source or company production history.
EL-00027 | 31 | Site/Earthwork | Civil Support | Install warning tape |  |  | LF | 0.008 | 0.008 | 0.01 | 0.012 | Laborer/Electrician |  | All | Both | Layout and normal installation | Supervision; unusual access; premium time |  | Original estimating baseline; calibrate to company history |  |  | Yes | UNVERIFIED - MODEL BASELINE | Estim8r original model baseline | N/A | [7 empty] | NO | Do not use as an authoritative bid labor unit until verified against a permitted source or company production history.
EL-00028 | 31 | Site/Earthwork | Civil Support | Install detectable tape |  |  | LF | 0.012 | 0.012 | 0.015 | 0.018 | Laborer/Electrician |  | All | Both | Layout and normal installation | Supervision; unusual access; premium time |  | Original estimating baseline; calibrate to company history |  |  | Yes | UNVERIFIED - MODEL BASELINE | Estim8r original model baseline | N/A | [7 empty] | NO | Do not use as an authoritative bid labor unit until verified against a permitted source or company production history.
EL-00029 | 31 | Site/Earthwork | Civil Support | Place sand bedding |  |  | LF | 0.025 | 0.025 | 0.031 | 0.038 | Laborer/Electrician |  | All | Both | Layout and normal installation | Supervision; unusual access; premium time |  | Original estimating baseline; calibrate to company history |  |  | Yes | UNVERIFIED - MODEL BASELINE | Estim8r original model baseline | N/A | [7 empty] | NO | Do not use as an authoritative bid labor unit until verified against a permitted source or company production history.
EL-00030 | 31 | Site/Earthwork | Civil Support | Backfill/compact trench |  |  | LF | 0.035 | 0.035 | 0.044 | 0.053 | Laborer/Electrician |  | All | Both | Layout and normal installation | Supervision; unusual access; premium time |  | Original estimating baseline; calibrate to company history |  |  | Yes | UNVERIFIED - MODEL BASELINE | Estim8r original model baseline | N/A | [7 empty] | NO | Do not use as an authoritative bid labor unit until verified against a permitted source or company production history.
EL-00031 | 31 | Site/Earthwork | Civil Support | Concrete encasement duct bank |  |  | LF | 0.12 | 0.12 | 0.15 | 0.18 | Laborer/Electrician |  | All | Both | Layout and normal installation | Supervision; unusual access; premium time |  | Original estimating baseline; calibrate to company history |  |  | Yes | UNVERIFIED - MODEL BASELINE | Estim8r original model baseline | N/A | [7 empty] | NO | Do not use as an authoritative bid labor unit until verified against a permitted source or company production history.
EL-00032 | 31 | Site/Earthwork | Civil Support | Sawcut asphalt/concrete |  |  | LF | 0.03 | 0.03 | 0.037 | 0.045 | Laborer/Electrician |  | All | Both | Layout and normal installation | Supervision; unusual access; premium time |  | Original estimating baseline; calibrate to company history |  |  | Yes | UNVERIFIED - MODEL BASELINE | Estim8r original model baseline | N/A | [7 empty] | NO | Do not use as an authoritative bid labor unit until verified against a permitted source or company production history.
EL-00033 | 31 | Site/Earthwork | Civil Support | Patch asphalt |  |  | SF | 0.08 | 0.08 | 0.1 | 0.12 | Laborer/Electrician |  | All | Both | Layout and normal installation | Supervision; unusual access; premium time |  | Original estimating baseline; calibrate to company history |  |  | Yes | UNVERIFIED - MODEL BASELINE | Estim8r original model baseline | N/A | [7 empty] | NO | Do not use as an authoritative bid labor unit until verified against a permitted source or company production history.
EL-00034 | 31 | Site/Earthwork | Civil Support | Patch concrete |  |  | SF | 0.12 | 0.12 | 0.15 | 0.18 | Laborer/Electrician |  | All | Both | Layout and normal installation | Supervision; unusual access; premium time |  | Original estimating baseline; calibrate to company history |  |  | Yes | UNVERIFIED - MODEL BASELINE | Estim8r original model baseline | N/A | [7 empty] | NO | Do not use as an authoritative bid labor unit until verified against a permitted source or company production history.
EL-00035 | 31 | Site/Earthwork | Civil Support | Core drill wall/floor |  |  | EA | 0.75 | 0.75 | 0.938 | 1.125 | Laborer/Electrician |  | All | Both | Layout and normal installation | Supervision; unusual access; premium time |  | Original estimating baseline; calibrate to company history |  |  | Yes | UNVERIFIED - MODEL BASELINE | Estim8r original model baseline | N/A | [7 empty] | NO | Do not use as an authoritative bid labor unit until verified against a permitted source or company production history.
EL-00036 | 31 | Site/Earthwork | Civil Support | Excavate equipment pad |  |  | EA | 2 | 2 | 2.5 | 3 | Laborer/Electrician |  | All | Both | Layout and normal installation | Supervision; unusual access; premium time |  | Original estimating baseline; calibrate to company history |  |  | Yes | UNVERIFIED - MODEL BASELINE | Estim8r original model baseline | N/A | [7 empty] | NO | Do not use as an authoritative bid labor unit until verified against a permitted source or company production history.
EL-00037 | 31 | Site/Earthwork | Civil Support | Set precast handhole |  |  | EA | 3 | 3 | 3.75 | 4.5 | Laborer/Electrician |  | All | Both | Layout and normal installation | Supervision; unusual access; premium time |  | Original estimating baseline; calibrate to company history |  |  | Yes | UNVERIFIED - MODEL BASELINE | Estim8r original model baseline | N/A | [7 empty] | NO | Do not use as an authoritative bid labor unit until verified against a permitted source or company production history.
EL-00038 | 31 | Site/Earthwork | Civil Support | Set pull box/vault |  |  | EA | 5 | 5 | 6.25 | 7.5 | Laborer/Electrician |  | All | Both | Layout and normal installation | Supervision; unusual access; premium time |  | Original estimating baseline; calibrate to company history |  |  | Yes | UNVERIFIED - MODEL BASELINE | Estim8r original model baseline | N/A | [7 empty] | NO | Do not use as an authoritative bid labor unit until verified against a permitted source or company production history.
EL-00039 | 26 | Raceways | Conduit Installation | Install EMT | 1/2 in | EMT | LF | 0.038 | 0.038 | 0.048 | 0.057 | Electrician |  | All | Both | Layout and normal installation | Supervision; unusual access; premium time | Straight-run baseline; fittings, supports, bends and penetrations can be separate line items. | Original estimating baseline; calibrate to company history |  |  | Yes | UNVERIFIED - MODEL BASELINE | Estim8r original model baseline | N/A | [7 empty] | NO | Do not use as an authoritative bid labor unit until verified against a permitted source or company production history.
EL-00040 | 26 | Raceways | Fittings | Install EMT Connector | 1/2 in | EMT | EA | 0.08 | 0.08 | 0.1 | 0.12 | Electrician |  | All | Both | Layout and normal installation | Supervision; unusual access; premium time |  | Original estimating baseline; calibrate to company history |  |  | Yes | UNVERIFIED - MODEL BASELINE | Estim8r original model baseline | N/A | [7 empty] | NO | Do not use as an authoritative bid labor unit until verified against a permitted source or company production history.
EL-00041 | 26 | Raceways | Fittings | Install EMT Coupling | 1/2 in | EMT | EA | 0.07 | 0.07 | 0.088 | 0.105 | Electrician |  | All | Both | Layout and normal installation | Supervision; unusual access; premium time |  | Original estimating baseline; calibrate to company history |  |  | Yes | UNVERIFIED - MODEL BASELINE | Estim8r original model baseline | N/A | [7 empty] | NO | Do not use as an authoritative bid labor unit until verified against a permitted source or company production history.
EL-00042 | 26 | Raceways | Fittings | Install EMT Factory elbow | 1/2 in | EMT | EA | 0.18 | 0.18 | 0.225 | 0.27 | Electrician |  | All | Both | Layout and normal installation | Supervision; unusual access; premium time |  | Original estimating baseline; calibrate to company history |  |  | Yes | UNVERIFIED - MODEL BASELINE | Estim8r original model baseline | N/A | [7 empty] | NO | Do not use as an authoritative bid labor unit until verified against a permitted source or company production history.
EL-00043 | 26 | Raceways | Fittings | Install EMT Conduit body | 1/2 in | EMT | EA | 0.22 | 0.22 | 0.275 | 0.33 | Electrician |  | All | Both | Layout and normal installation | Supervision; unusual access; premium time |  | Original estimating baseline; calibrate to company history |  |  | Yes | UNVERIFIED - MODEL BASELINE | Estim8r original model baseline | N/A | [7 empty] | NO | Do not use as an authoritative bid labor unit until verified against a permitted source or company production history.
EL-00044 | 26 | Raceways | Fittings | Install EMT Bushing | 1/2 in | EMT | EA | 0.05 | 0.05 | 0.062 | 0.075 | Electrician |  | All | Both | Layout and normal installation | Supervision; unusual access; premium time |  | Original estimating baseline; calibrate to company history |  |  | Yes | UNVERIFIED - MODEL BASELINE | Estim8r original model baseline | N/A | [7 empty] | NO | Do not use as an authoritative bid labor unit until verified against a permitted source or company production history.
EL-00045 | 26 | Raceways | Fittings | Install EMT Grounding bushing | 1/2 in | EMT | EA | 0.16 | 0.16 | 0.2 | 0.24 | Electrician |  | All | Both | Layout and normal installation | Supervision; unusual access; premium time |  | Original estimating baseline; calibrate to company history |  |  | Yes | UNVERIFIED - MODEL BASELINE | Estim8r original model baseline | N/A | [7 empty] | NO | Do not use as an authoritative bid labor unit until verified against a permitted source or company production history.
EL-00046 | 26 | Raceways | Fittings | Install EMT Locknut | 1/2 in | EMT | EA | 0.035 | 0.035 | 0.044 | 0.053 | Electrician |  | All | Both | Layout and normal installation | Supervision; unusual access; premium time |  | Original estimating baseline; calibrate to company history |  |  | Yes | UNVERIFIED - MODEL BASELINE | Estim8r original model baseline | N/A | [7 empty] | NO | Do not use as an authoritative bid labor unit until verified against a permitted source or company production history.
EL-00047 | 26 | Raceways | Fittings | Install EMT Sealing fitting | 1/2 in | EMT | EA | 0.55 | 0.55 | 0.688 | 0.825 | Electrician |  | All | Both | Layout and normal installation | Supervision; unusual access; premium time |  | Original estimating baseline; calibrate to company history |  |  | Yes | UNVERIFIED - MODEL BASELINE | Estim8r original model baseline | N/A | [7 empty] | NO | Do not use as an authoritative bid labor unit until verified against a permitted source or company production history.
EL-00048 | 26 | Raceways | Bending | Field bend EMT 90 | 1/2 in | EMT | EA | 0.18 | 0.18 | 0.225 | 0.27 | Electrician | Hand/mechanical/hydraulic bender | All | Both | Layout and normal installation | Supervision; unusual access; premium time |  | Original estimating baseline; calibrate to company history |  |  | Yes | UNVERIFIED - MODEL BASELINE | Estim8r original model baseline | N/A | [7 empty] | NO | Do not use as an authoritative bid labor unit until verified against a permitted source or company production history.
EL-00049 | 26 | Raceways | Bending | Field offset/kick EMT | 1/2 in | EMT | EA | 0.22 | 0.22 | 0.275 | 0.33 | Electrician | Hand/mechanical/hydraulic bender | All | Both | Layout and normal installation | Supervision; unusual access; premium time |  | Original estimating baseline; calibrate to company history |  |  | Yes | UNVERIFIED - MODEL BASELINE | Estim8r original model baseline | N/A | [7 empty] | NO | Do not use as an authoritative bid labor unit until verified against a permitted source or company production history.
EL-00050 | 26 | Raceways | Conduit Installation | Install EMT | 3/4 in | EMT | LF | 0.045 | 0.045 | 0.056 | 0.068 | Electrician |  | All | Both | Layout and normal installation | Supervision; unusual access; premium time | Straight-run baseline; fittings, supports, bends and penetrations can be separate line items. | Original estimating baseline; calibrate to company history |  |  | Yes | VERIFIED - PUBLIC SAMPLE | NECA MLU public sample | 2021-2022 | https://www.necanet.org/docs/default-source/education/publications/4090-21_2021-2022mlu_page202revised.pdf?sfvrsn=52e712c0_3 | 0.05 | 0.062 | 0.075 | 0.05 | 0.062 | 0.075 | YES | NECA sample lists 5.00/6.20/7.50 per C; normalized here to MH per LF for Estim8r. | 2026-09-17
EL-00051 | 26 | Raceways | Fittings | Install EMT Connector | 3/4 in | EMT | EA | 0.0864 | 0.0864 | 0.108 | 0.13 | Electrician |  | All | Both | Layout and normal installation | Supervision; unusual access; premium time |  | Original estimating baseline; calibrate to company history |  |  | Yes | VERIFIED - PUBLIC SAMPLE | NECA MLU public sample | 2021-2022 | https://www.necanet.org/docs/default-source/education/publications/4090-21_2021-2022mlu_page202revised.pdf?sfvrsn=52e712c0_3 | 0.1 | 0.12 | 0.15 | 0.1 | 0.12 | 0.15 | YES | Official NECA public sample: EMT set-screw box connector, each. | 2026-09-17
EL-00052 | 26 | Raceways | Fittings | Install EMT Coupling | 3/4 in | EMT | EA | 0.0756 | 0.0756 | 0.095 | 0.113 | Electrician |  | All | Both | Layout and normal installation | Supervision; unusual access; premium time |  | Original estimating baseline; calibrate to company history |  |  | Yes | VERIFIED - PUBLIC SAMPLE | NECA MLU public sample | 2021-2022 | https://www.necanet.org/docs/default-source/education/publications/4090-21_2021-2022mlu_page202revised.pdf?sfvrsn=52e712c0_3 | 0.05 | 0.06 | 0.07 | 0.05 | 0.06 | 0.07 | YES | Official NECA public sample: EMT set-screw coupling, each. | 2026-09-17
EL-00053 | 26 | Raceways | Fittings | Install EMT Factory elbow | 3/4 in | EMT | EA | 0.1944 | 0.1944 | 0.243 | 0.292 | Electrician |  | All | Both | Layout and normal installation | Supervision; unusual access; premium time |  | Original estimating baseline; calibrate to company history |  |  | Yes | VERIFIED - PUBLIC SAMPLE | NECA MLU public sample | 2021-2022 | https://www.necanet.org/docs/default-source/education/publications/4090-21_2021-2022mlu_page202revised.pdf?sfvrsn=52e712c0_3 | 0.22 | 0.27 | 0.33 | 0.22 | 0.27 | 0.33 | YES | Official NECA public sample: EMT factory elbow, each. | 2026-09-17
EL-00054 | 26 | Raceways | Fittings | Install EMT Conduit body | 3/4 in | EMT | EA | 0.2376 | 0.2376 | 0.297 | 0.356 | Electrician |  | All | Both | Layout and normal installation | Supervision; unusual access; premium time |  | Original estimating baseline; calibrate to company history |  |  | Yes | UNVERIFIED - MODEL BASELINE | Estim8r original model baseline | N/A | [7 empty] | NO | Do not use as an authoritative bid labor unit until verified against a permitted source or company production history.
EL-00055 | 26 | Raceways | Fittings | Install EMT Bushing | 3/4 in | EMT | EA | 0.054 | 0.054 | 0.068 | 0.081 | Electrician |  | All | Both | Layout and normal installation | Supervision; unusual access; premium time |  | Original estimating baseline; calibrate to company history |  |  | Yes | UNVERIFIED - MODEL BASELINE | Estim8r original model baseline | N/A | [7 empty] | NO | Do not use as an authoritative bid labor unit until verified against a permitted source or company production history.
EL-00056 | 26 | Raceways | Fittings | Install EMT Grounding bushing | 3/4 in | EMT | EA | 0.1728 | 0.1728 | 0.216 | 0.259 | Electrician |  | All | Both | Layout and normal installation | Supervision; unusual access; premium time |  | Original estimating baseline; calibrate to company history |  |  | Yes | UNVERIFIED - MODEL BASELINE | Estim8r original model baseline | N/A | [7 empty] | NO | Do not use as an authoritative bid labor unit until verified against a permitted source or company production history.
EL-00057 | 26 | Raceways | Fittings | Install EMT Locknut | 3/4 in | EMT | EA | 0.0378 | 0.0378 | 0.047 | 0.057 | Electrician |  | All | Both | Layout and normal installation | Supervision; unusual access; premium time |  | Original estimating baseline; calibrate to company history |  |  | Yes | UNVERIFIED - MODEL BASELINE | Estim8r original model baseline | N/A | [7 empty] | NO | Do not use as an authoritative bid labor unit until verified against a permitted source or company production history.
EL-00058 | 26 | Raceways | Fittings | Install EMT Sealing fitting | 3/4 in | EMT | EA | 0.594 | 0.594 | 0.743 | 0.891 | Electrician |  | All | Both | Layout and normal installation | Supervision; unusual access; premium time |  | Original estimating baseline; calibrate to company history |  |  | Yes | UNVERIFIED - MODEL BASELINE | Estim8r original model baseline | N/A | [7 empty] | NO | Do not use as an authoritative bid labor unit until verified against a permitted source or company production history.
EL-00059 | 26 | Raceways | Bending | Field bend EMT 90 | 3/4 in | EMT | EA | 0.2034 | 0.2034 | 0.254 | 0.305 | Electrician | Hand/mechanical/hydraulic bender | All | Both | Layout and normal installation | Supervision; unusual access; premium time |  | Original estimating baseline; calibrate to company history |  |  | Yes | UNVERIFIED - MODEL BASELINE | Estim8r original model baseline | N/A | [7 empty] | NO | Do not use as an authoritative bid labor unit until verified against a permitted source or company production history.
EL-00060 | 26 | Raceways | Bending | Field offset/kick EMT | 3/4 in | EMT | EA | 0.2486 | 0.2486 | 0.311 | 0.373 | Electrician | Hand/mechanical/hydraulic bender | All | Both | Layout and normal installation | Supervision; unusual access; premium time |  | Original estimating baseline; calibrate to company history |  |  | Yes | UNVERIFIED - MODEL BASELINE | Estim8r original model baseline | N/A | [7 empty] | NO | Do not use as an authoritative bid labor unit until verified against a permitted source or company production history.
EL-00061 | 26 | Raceways | Conduit Installation | Install EMT | 1 in | EMT | LF | 0.052 | 0.052 | 0.065 | 0.078 | Electrician |  | All | Both | Layout and normal installation | Supervision; unusual access; premium time | Straight-run baseline; fittings, supports, bends and penetrations can be separate line items. | Original estimating baseline; calibrate to company history |  |  | Yes | VERIFIED - PUBLIC SAMPLE | NECA MLU public sample | 2021-2022 | https://www.necanet.org/docs/default-source/education/publications/4090-21_2021-2022mlu_page202revised.pdf?sfvrsn=52e712c0_3 | 0.055 | 0.068 | 0.082 | 0.055 | 0.068 | 0.082 | YES | NECA sample lists 5.50/6.80/8.20 per C; normalized here to MH per LF for Estim8r. | 2026-09-17
EL-00062 | 26 | Raceways | Fittings | Install EMT Connector | 1 in | EMT | EA | 0.0928 | 0.0928 | 0.116 | 0.139 | Electrician |  | All | Both | Layout and normal installation | Supervision; unusual access; premium time |  | Original estimating baseline; calibrate to company history |  |  | Yes | UNVERIFIED - MODEL BASELINE | Estim8r original model baseline | N/A | [7 empty] | NO | Do not use as an authoritative bid labor unit until verified against a permitted source or company production history.
EL-00063 | 26 | Raceways | Fittings | Install EMT Coupling | 1 in | EMT | EA | 0.0812 | 0.0812 | 0.102 | 0.122 | Electrician |  | All | Both | Layout and normal installation | Supervision; unusual access; premium time |  | Original estimating baseline; calibrate to company history |  |  | Yes | UNVERIFIED - MODEL BASELINE | Estim8r original model baseline | N/A | [7 empty] | NO | Do not use as an authoritative bid labor unit until verified against a permitted source or company production history.
EL-00064 | 26 | Raceways | Fittings | Install EMT Factory elbow | 1 in | EMT | EA | 0.2088 | 0.2088 | 0.261 | 0.313 | Electrician |  | All | Both | Layout and normal installation | Supervision; unusual access; premium time |  | Original estimating baseline; calibrate to company history |  |  | Yes | UNVERIFIED - MODEL BASELINE | Estim8r original model baseline | N/A | [7 empty] | NO | Do not use as an authoritative bid labor unit until verified against a permitted source or company production history.
EL-00065 | 26 | Raceways | Fittings | Install EMT Conduit body | 1 in | EMT | EA | 0.2552 | 0.2552 | 0.319 | 0.383 | Electrician |  | All | Both | Layout and normal installation | Supervision; unusual access; premium time |  | Original estimating baseline; calibrate to company history |  |  | Yes | UNVERIFIED - MODEL BASELINE | Estim8r original model baseline | N/A | [7 empty] | NO | Do not use as an authoritative bid labor unit until verified against a permitted source or company production history.
EL-00066 | 26 | Raceways | Fittings | Install EMT Bushing | 1 in | EMT | EA | 0.058 | 0.058 | 0.072 | 0.087 | Electrician |  | All | Both | Layout and normal installation | Supervision; unusual access; premium time |  | Original estimating baseline; calibrate to company history |  |  | Yes | UNVERIFIED - MODEL BASELINE | Estim8r original model baseline | N/A | [7 empty] | NO | Do not use as an authoritative bid labor unit until verified against a permitted source or company production history.
EL-00067 | 26 | Raceways | Fittings | Install EMT Grounding bushing | 1 in | EMT | EA | 0.1856 | 0.1856 | 0.232 | 0.278 | Electrician |  | All | Both | Layout and normal installation | Supervision; unusual access; premium time |  | Original estimating baseline; calibrate to company history |  |  | Yes | UNVERIFIED - MODEL BASELINE | Estim8r original model baseline | N/A | [7 empty] | NO | Do not use as an authoritative bid labor unit until verified against a permitted source or company production history.
EL-00068 | 26 | Raceways | Fittings | Install EMT Locknut | 1 in | EMT | EA | 0.0406 | 0.0406 | 0.051 | 0.061 | Electrician |  | All | Both | Layout and normal installation | Supervision; unusual access; premium time |  | Original estimating baseline; calibrate to company history |  |  | Yes | UNVERIFIED - MODEL BASELINE | Estim8r original model baseline | N/A | [7 empty] | NO | Do not use as an authoritative bid labor unit until verified against a permitted source or company production history.
EL-00069 | 26 | Raceways | Fittings | Install EMT Sealing fitting | 1 in | EMT | EA | 0.638 | 0.638 | 0.797 | 0.957 | Electrician |  | All | Both | Layout and normal installation | Supervision; unusual access; premium time |  | Original estimating baseline; calibrate to company history |  |  | Yes | UNVERIFIED - MODEL BASELINE | Estim8r original model baseline | N/A | [7 empty] | NO | Do not use as an authoritative bid labor unit until verified against a permitted source or company production history.
EL-00070 | 26 | Raceways | Bending | Field bend EMT 90 | 1 in | EMT | EA | 0.2268 | 0.2268 | 0.283 | 0.34 | Electrician | Hand/mechanical/hydraulic bender | All | Both | Layout and normal installation | Supervision; unusual access; premium time |  | Original estimating baseline; calibrate to company history |  |  | Yes | UNVERIFIED - MODEL BASELINE | Estim8r original model baseline | N/A | [7 empty] | NO | Do not use as an authoritative bid labor unit until verified against a permitted source or company production history.
EL-00071 | 26 | Raceways | Bending | Field offset/kick EMT | 1 in | EMT | EA | 0.2772 | 0.2772 | 0.347 | 0.416 | Electrician | Hand/mechanical/hydraulic bender | All | Both | Layout and normal installation | Supervision; unusual access; premium time |  | Original estimating baseline; calibrate to company history |  |  | Yes | UNVERIFIED - MODEL BASELINE | Estim8r original model baseline | N/A | [7 empty] | NO | Do not use as an authoritative bid labor unit until verified against a permitted source or company production history.
EL-00072 | 26 | Raceways | Conduit Installation | Install EMT | 1-1/4 in | EMT | LF | 0.065 | 0.065 | 0.081 | 0.098 | Electrician |  | All | Both | Layout and normal installation | Supervision; unusual access; premium time | Straight-run baseline; fittings, supports, bends and penetrations can be separate line items. | Original estimating baseline; calibrate to company history |  |  | Yes | UNVERIFIED - MODEL BASELINE | Estim8r original model baseline | N/A | [7 empty] | NO | Do not use as an authoritative bid labor unit until verified against a permitted source or company production history.
EL-00073 | 26 | Raceways | Fittings | Install EMT Connector | 1-1/4 in | EMT | EA | 0.0992 | 0.0992 | 0.124 | 0.149 | Electrician |  | All | Both | Layout and normal installation | Supervision; unusual access; premium time |  | Original estimating baseline; calibrate to company history |  |  | Yes | UNVERIFIED - MODEL BASELINE | Estim8r original model baseline | N/A | [7 empty] | NO | Do not use as an authoritative bid labor unit until verified against a permitted source or company production history.
EL-00074 | 26 | Raceways | Fittings | Install EMT Coupling | 1-1/4 in | EMT | EA | 0.0868 | 0.0868 | 0.108 | 0.13 | Electrician |  | All | Both | Layout and normal installation | Supervision; unusual access; premium time |  | Original estimating baseline; calibrate to company history |  |  | Yes | UNVERIFIED - MODEL BASELINE | Estim8r original model baseline | N/A | [7 empty] | NO | Do not use as an authoritative bid labor unit until verified against a permitted source or company production history.
EL-00075 | 26 | Raceways | Fittings | Install EMT Factory elbow | 1-1/4 in | EMT | EA | 0.2232 | 0.2232 | 0.279 | 0.335 | Electrician |  | All | Both | Layout and normal installation | Supervision; unusual access; premium time |  | Original estimating baseline; calibrate to company history |  |  | Yes | UNVERIFIED - MODEL BASELINE | Estim8r original model baseline | N/A | [7 empty] | NO | Do not use as an authoritative bid labor unit until verified against a permitted source or company production history.
EL-00076 | 26 | Raceways | Fittings | Install EMT Conduit body | 1-1/4 in | EMT | EA | 0.2728 | 0.2728 | 0.341 | 0.409 | Electrician |  | All | Both | Layout and normal installation | Supervision; unusual access; premium time |  | Original estimating baseline; calibrate to company history |  |  | Yes | UNVERIFIED - MODEL BASELINE | Estim8r original model baseline | N/A | [7 empty] | NO | Do not use as an authoritative bid labor unit until verified against a permitted source or company production history.
EL-00077 | 26 | Raceways | Fittings | Install EMT Bushing | 1-1/4 in | EMT | EA | 0.062 | 0.062 | 0.077 | 0.093 | Electrician |  | All | Both | Layout and normal installation | Supervision; unusual access; premium time |  | Original estimating baseline; calibrate to company history |  |  | Yes | UNVERIFIED - MODEL BASELINE | Estim8r original model baseline | N/A | [7 empty] | NO | Do not use as an authoritative bid labor unit until verified against a permitted source or company production history.
EL-00078 | 26 | Raceways | Fittings | Install EMT Grounding bushing | 1-1/4 in | EMT | EA | 0.1984 | 0.1984 | 0.248 | 0.298 | Electrician |  | All | Both | Layout and normal installation | Supervision; unusual access; premium time |  | Original estimating baseline; calibrate to company history |  |  | Yes | UNVERIFIED - MODEL BASELINE | Estim8r original model baseline | N/A | [7 empty] | NO | Do not use as an authoritative bid labor unit until verified against a permitted source or company production history.
EL-00079 | 26 | Raceways | Fittings | Install EMT Locknut | 1-1/4 in | EMT | EA | 0.0434 | 0.0434 | 0.054 | 0.065 | Electrician |  | All | Both | Layout and normal installation | Supervision; unusual access; premium time |  | Original estimating baseline; calibrate to company history |  |  | Yes | UNVERIFIED - MODEL BASELINE | Estim8r original model baseline | N/A | [7 empty] | NO | Do not use as an authoritative bid labor unit until verified against a permitted source or company production history.
EL-00080 | 26 | Raceways | Fittings | Install EMT Sealing fitting | 1-1/4 in | EMT | EA | 0.682 | 0.682 | 0.853 | 1.023 | Electrician |  | All | Both | Layout and normal installation | Supervision; unusual access; premium time |  | Original estimating baseline; calibrate to company history |  |  | Yes | UNVERIFIED - MODEL BASELINE | Estim8r original model baseline | N/A | [7 empty] | NO | Do not use as an authoritative bid labor unit until verified against a permitted source or company production history.
EL-00081 | 26 | Raceways | Bending | Field bend EMT 90 | 1-1/4 in | EMT | EA | 0.2502 | 0.2502 | 0.313 | 0.375 | Electrician | Hand/mechanical/hydraulic bender | All | Both | Layout and normal installation | Supervision; unusual access; premium time |  | Original estimating baseline; calibrate to company history |  |  | Yes | UNVERIFIED - MODEL BASELINE | Estim8r original model baseline | N/A | [7 empty] | NO | Do not use as an authoritative bid labor unit until verified against a permitted source or company production history.
EL-00082 | 26 | Raceways | Bending | Field offset/kick EMT | 1-1/4 in | EMT | EA | 0.3058 | 0.3058 | 0.382 | 0.459 | Electrician | Hand/mechanical/hydraulic bender | All | Both | Layout and normal installation | Supervision; unusual access; premium time |  | Original estimating baseline; calibrate to company history |  |  | Yes | UNVERIFIED - MODEL BASELINE | Estim8r original model baseline | N/A | [7 empty] | NO | Do not use as an authoritative bid labor unit until verified against a permitted source or company production history.
EL-00083 | 26 | Raceways | Conduit Installation | Install EMT | 1-1/2 in | EMT | LF | 0.075 | 0.075 | 0.094 | 0.112 | Electrician |  | All | Both | Layout and normal installation | Supervision; unusual access; premium time | Straight-run baseline; fittings, supports, bends and penetrations can be separate line items. | Original estimating baseline; calibrate to company history |  |  | Yes | UNVERIFIED - MODEL BASELINE | Estim8r original model baseline | N/A | [7 empty] | NO | Do not use as an authoritative bid labor unit until verified against a permitted source or company production history.
EL-00084 | 26 | Raceways | Fittings | Install EMT Connector | 1-1/2 in | EMT | EA | 0.1056 | 0.1056 | 0.132 | 0.158 | Electrician |  | All | Both | Layout and normal installation | Supervision; unusual access; premium time |  | Original estimating baseline; calibrate to company history |  |  | Yes | UNVERIFIED - MODEL BASELINE | Estim8r original model baseline | N/A | [7 empty] | NO | Do not use as an authoritative bid labor unit until verified against a permitted source or company production history.
EL-00085 | 26 | Raceways | Fittings | Install EMT Coupling | 1-1/2 in | EMT | EA | 0.0924 | 0.0924 | 0.116 | 0.139 | Electrician |  | All | Both | Layout and normal installation | Supervision; unusual access; premium time |  | Original estimating baseline; calibrate to company history |  |  | Yes | UNVERIFIED - MODEL BASELINE | Estim8r original model baseline | N/A | [7 empty] | NO | Do not use as an authoritative bid labor unit until verified against a permitted source or company production history.
EL-00086 | 26 | Raceways | Fittings | Install EMT Factory elbow | 1-1/2 in | EMT | EA | 0.2376 | 0.2376 | 0.297 | 0.356 | Electrician |  | All | Both | Layout and normal installation | Supervision; unusual access; premium time |  | Original estimating baseline; calibrate to company history |  |  | Yes | UNVERIFIED - MODEL BASELINE | Estim8r original model baseline | N/A | [7 empty] | NO | Do not use as an authoritative bid labor unit until verified against a permitted source or company production history.
EL-00087 | 26 | Raceways | Fittings | Install EMT Conduit body | 1-1/2 in | EMT | EA | 0.2904 | 0.2904 | 0.363 | 0.436 | Electrician |  | All | Both | Layout and normal installation | Supervision; unusual access; premium time |  | Original estimating baseline; calibrate to company history |  |  | Yes | UNVERIFIED - MODEL BASELINE | Estim8r original model baseline | N/A | [7 empty] | NO | Do not use as an authoritative bid labor unit until verified against a permitted source or company production history.
EL-00088 | 26 | Raceways | Fittings | Install EMT Bushing | 1-1/2 in | EMT | EA | 0.066 | 0.066 | 0.083 | 0.099 | Electrician |  | All | Both | Layout and normal installation | Supervision; unusual access; premium time |  | Original estimating baseline; calibrate to company history |  |  | Yes | UNVERIFIED - MODEL BASELINE | Estim8r original model baseline | N/A | [7 empty] | NO | Do not use as an authoritative bid labor unit until verified against a permitted source or company production history.
EL-00089 | 26 | Raceways | Fittings | Install EMT Grounding bushing | 1-1/2 in | EMT | EA | 0.2112 | 0.2112 | 0.264 | 0.317 | Electrician |  | All | Both | Layout and normal installation | Supervision; unusual access; premium time |  | Original estimating baseline; calibrate to company history |  |  | Yes | UNVERIFIED - MODEL BASELINE | Estim8r original model baseline | N/A | [7 empty] | NO | Do not use as an authoritative bid labor unit until verified against a permitted source or company production history.
EL-00090 | 26 | Raceways | Fittings | Install EMT Locknut | 1-1/2 in | EMT | EA | 0.0462 | 0.0462 | 0.058 | 0.069 | Electrician |  | All | Both | Layout and normal installation | Supervision; unusual access; premium time |  | Original estimating baseline; calibrate to company history |  |  | Yes | UNVERIFIED - MODEL BASELINE | Estim8r original model baseline | N/A | [7 empty] | NO | Do not use as an authoritative bid labor unit until verified against a permitted source or company production history.
EL-00091 | 26 | Raceways | Fittings | Install EMT Sealing fitting | 1-1/2 in | EMT | EA | 0.726 | 0.726 | 0.908 | 1.089 | Electrician |  | All | Both | Layout and normal installation | Supervision; unusual access; premium time |  | Original estimating baseline; calibrate to company history |  |  | Yes | UNVERIFIED - MODEL BASELINE | Estim8r original model baseline | N/A | [7 empty] | NO | Do not use as an authoritative bid labor unit until verified against a permitted source or company production history.
EL-00092 | 26 | Raceways | Bending | Field bend EMT 90 | 1-1/2 in | EMT | EA | 0.2736 | 0.2736 | 0.342 | 0.41 | Electrician | Hand/mechanical/hydraulic bender | All | Both | Layout and normal installation | Supervision; unusual access; premium time |  | Original estimating baseline; calibrate to company history |  |  | Yes | UNVERIFIED - MODEL BASELINE | Estim8r original model baseline | N/A | [7 empty] | NO | Do not use as an authoritative bid labor unit until verified against a permitted source or company production history.
EL-00093 | 26 | Raceways | Bending | Field offset/kick EMT | 1-1/2 in | EMT | EA | 0.3344 | 0.3344 | 0.418 | 0.502 | Electrician | Hand/mechanical/hydraulic bender | All | Both | Layout and normal installation | Supervision; unusual access; premium time |  | Original estimating baseline; calibrate to company history |  |  | Yes | UNVERIFIED - MODEL BASELINE | Estim8r original model baseline | N/A | [7 empty] | NO | Do not use as an authoritative bid labor unit until verified against a permitted source or company production history.
EL-00094 | 26 | Raceways | Conduit Installation | Install EMT | 2 in | EMT | LF | 0.09 | 0.09 | 0.112 | 0.135 | Electrician |  | All | Both | Layout and normal installation | Supervision; unusual access; premium time | Straight-run baseline; fittings, supports, bends and penetrations can be separate line items. | Original estimating baseline; calibrate to company history |  |  | Yes | UNVERIFIED - MODEL BASELINE | Estim8r original model baseline | N/A | [7 empty] | NO | Do not use as an authoritative bid labor unit until verified against a permitted source or company production history.
EL-00095 | 26 | Raceways | Fittings | Install EMT Connector | 2 in | EMT | EA | 0.112 | 0.112 | 0.14 | 0.168 | Electrician |  | All | Both | Layout and normal installation | Supervision; unusual access; premium time |  | Original estimating baseline; calibrate to company history |  |  | Yes | UNVERIFIED - MODEL BASELINE | Estim8r original model baseline | N/A | [7 empty] | NO | Do not use as an authoritative bid labor unit until verified against a permitted source or company production history.
EL-00096 | 26 | Raceways | Fittings | Install EMT Coupling | 2 in | EMT | EA | 0.098 | 0.098 | 0.122 | 0.147 | Electrician |  | All | Both | Layout and normal installation | Supervision; unusual access; premium time |  | Original estimating baseline; calibrate to company history |  |  | Yes | UNVERIFIED - MODEL BASELINE | Estim8r original model baseline | N/A | [7 empty] | NO | Do not use as an authoritative bid labor unit until verified against a permitted source or company production history.
EL-00097 | 26 | Raceways | Fittings | Install EMT Factory elbow | 2 in | EMT | EA | 0.252 | 0.252 | 0.315 | 0.378 | Electrician |  | All | Both | Layout and normal installation | Supervision; unusual access; premium time |  | Original estimating baseline; calibrate to company history |  |  | Yes | UNVERIFIED - MODEL BASELINE | Estim8r original model baseline | N/A | [7 empty] | NO | Do not use as an authoritative bid labor unit until verified against a permitted source or company production history.
EL-00098 | 26 | Raceways | Fittings | Install EMT Conduit body | 2 in | EMT | EA | 0.308 | 0.308 | 0.385 | 0.462 | Electrician |  | All | Both | Layout and normal installation | Supervision; unusual access; premium time |  | Original estimating baseline; calibrate to company history |  |  | Yes | UNVERIFIED - MODEL BASELINE | Estim8r original model baseline | N/A | [7 empty] | NO | Do not use as an authoritative bid labor unit until verified against a permitted source or company production history.
EL-00099 | 26 | Raceways | Fittings | Install EMT Bushing | 2 in | EMT | EA | 0.07 | 0.07 | 0.087 | 0.105 | Electrician |  | All | Both | Layout and normal installation | Supervision; unusual access; premium time |  | Original estimating baseline; calibrate to company history |  |  | Yes | UNVERIFIED - MODEL BASELINE | Estim8r original model baseline | N/A | [7 empty] | NO | Do not use as an authoritative bid labor unit until verified against a permitted source or company production history.
EL-00100 | 26 | Raceways | Fittings | Install EMT Grounding bushing | 2 in | EMT | EA | 0.224 | 0.224 | 0.28 | 0.336 | Electrician |  | All | Both | Layout and normal installation | Supervision; unusual access; premium time |  | Original estimating baseline; calibrate to company history |  |  | Yes | UNVERIFIED - MODEL BASELINE | Estim8r original model baseline | N/A | [7 empty] | NO | Do not use as an authoritative bid labor unit until verified against a permitted source or company production history.
EL-00101 | 26 | Raceways | Fittings | Install EMT Locknut | 2 in | EMT | EA | 0.049 | 0.049 | 0.061 | 0.074 | Electrician |  | All | Both | Layout and normal installation | Supervision; unusual access; premium time |  | Original estimating baseline; calibrate to company history |  |  | Yes | UNVERIFIED - MODEL BASELINE | Estim8r original model baseline | N/A | [7 empty] | NO | Do not use as an authoritative bid labor unit until verified against a permitted source or company production history.
EL-00102 | 26 | Raceways | Fittings | Install EMT Sealing fitting | 2 in | EMT | EA | 0.77 | 0.77 | 0.963 | 1.155 | Electrician |  | All | Both | Layout and normal installation | Supervision; unusual access; premium time |  | Original estimating baseline; calibrate to company history |  |  | Yes | UNVERIFIED - MODEL BASELINE | Estim8r original model baseline | N/A | [7 empty] | NO | Do not use as an authoritative bid labor unit until verified against a permitted source or company production history.
EL-00103 | 26 | Raceways | Bending | Field bend EMT 90 | 2 in | EMT | EA | 0.297 | 0.297 | 0.371 | 0.446 | Electrician | Hand/mechanical/hydraulic bender | All | Both | Layout and normal installation | Supervision; unusual access; premium time |  | Original estimating baseline; calibrate to company history |  |  | Yes | UNVERIFIED - MODEL BASELINE | Estim8r original model baseline | N/A | [7 empty] | NO | Do not use as an authoritative bid labor unit until verified against a permitted source or company production history.
EL-00104 | 26 | Raceways | Bending | Field offset/kick EMT | 2 in | EMT | EA | 0.363 | 0.363 | 0.454 | 0.544 | Electrician | Hand/mechanical/hydraulic bender | All | Both | Layout and normal installation | Supervision; unusual access; premium time |  | Original estimating baseline; calibrate to company history |  |  | Yes | UNVERIFIED - MODEL BASELINE | Estim8r original model baseline | N/A | [7 empty] | NO | Do not use as an authoritative bid labor unit until verified against a permitted source or company production history.
EL-00105 | 26 | Raceways | Conduit Installation | Install EMT | 2-1/2 in | EMT | LF | 0.115 | 0.115 | 0.144 | 0.173 | Electrician |  | All | Both | Layout and normal installation | Supervision; unusual access; premium time | Straight-run baseline; fittings, supports, bends and penetrations can be separate line items. | Original estimating baseline; calibrate to company history |  |  | Yes | UNVERIFIED - MODEL BASELINE | Estim8r original model baseline | N/A | [7 empty] | NO | Do not use as an authoritative bid labor unit until verified against a permitted source or company production history.
EL-00106 | 26 | Raceways | Fittings | Install EMT Connector | 2-1/2 in | EMT | EA | 0.1184 | 0.1184 | 0.148 | 0.178 | Electrician |  | All | Both | Layout and normal installation | Supervision; unusual access; premium time |  | Original estimating baseline; calibrate to company history |  |  | Yes | UNVERIFIED - MODEL BASELINE | Estim8r original model baseline | N/A | [7 empty] | NO | Do not use as an authoritative bid labor unit until verified against a permitted source or company production history.
EL-00107 | 26 | Raceways | Fittings | Install EMT Coupling | 2-1/2 in | EMT | EA | 0.1036 | 0.1036 | 0.13 | 0.155 | Electrician |  | All | Both | Layout and normal installation | Supervision; unusual access; premium time |  | Original estimating baseline; calibrate to company history |  |  | Yes | UNVERIFIED - MODEL BASELINE | Estim8r original model baseline | N/A | [7 empty] | NO | Do not use as an authoritative bid labor unit until verified against a permitted source or company production history.
EL-00108 | 26 | Raceways | Fittings | Install EMT Factory elbow | 2-1/2 in | EMT | EA | 0.2664 | 0.2664 | 0.333 | 0.4 | Electrician |  | All | Both | Layout and normal installation | Supervision; unusual access; premium time |  | Original estimating baseline; calibrate to company history |  |  | Yes | UNVERIFIED - MODEL BASELINE | Estim8r original model baseline | N/A | [7 empty] | NO | Do not use as an authoritative bid labor unit until verified against a permitted source or company production history.
EL-00109 | 26 | Raceways | Fittings | Install EMT Conduit body | 2-1/2 in | EMT | EA | 0.3256 | 0.3256 | 0.407 | 0.488 | Electrician |  | All | Both | Layout and normal installation | Supervision; unusual access; premium time |  | Original estimating baseline; calibrate to company history |  |  | Yes | UNVERIFIED - MODEL BASELINE | Estim8r original model baseline | N/A | [7 empty] | NO | Do not use as an authoritative bid labor unit until verified against a permitted source or company production history.
EL-00110 | 26 | Raceways | Fittings | Install EMT Bushing | 2-1/2 in | EMT | EA | 0.074 | 0.074 | 0.092 | 0.111 | Electrician |  | All | Both | Layout and normal installation | Supervision; unusual access; premium time |  | Original estimating baseline; calibrate to company history |  |  | Yes | UNVERIFIED - MODEL BASELINE | Estim8r original model baseline | N/A | [7 empty] | NO | Do not use as an authoritative bid labor unit until verified against a permitted source or company production history.
EL-00111 | 26 | Raceways | Fittings | Install EMT Grounding bushing | 2-1/2 in | EMT | EA | 0.2368 | 0.2368 | 0.296 | 0.355 | Electrician |  | All | Both | Layout and normal installation | Supervision; unusual access; premium time |  | Original estimating baseline; calibrate to company history |  |  | Yes | UNVERIFIED - MODEL BASELINE | Estim8r original model baseline | N/A | [7 empty] | NO | Do not use as an authoritative bid labor unit until verified against a permitted source or company production history.
EL-00112 | 26 | Raceways | Fittings | Install EMT Locknut | 2-1/2 in | EMT | EA | 0.0518 | 0.0518 | 0.065 | 0.078 | Electrician |  | All | Both | Layout and normal installation | Supervision; unusual access; premium time |  | Original estimating baseline; calibrate to company history |  |  | Yes | UNVERIFIED - MODEL BASELINE | Estim8r original model baseline | N/A | [7 empty] | NO | Do not use as an authoritative bid labor unit until verified against a permitted source or company production history.
EL-00113 | 26 | Raceways | Fittings | Install EMT Sealing fitting | 2-1/2 in | EMT | EA | 0.814 | 0.814 | 1.018 | 1.221 | Electrician |  | All | Both | Layout and normal installation | Supervision; unusual access; premium time |  | Original estimating baseline; calibrate to company history |  |  | Yes | UNVERIFIED - MODEL BASELINE | Estim8r original model baseline | N/A | [7 empty] | NO | Do not use as an authoritative bid labor unit until verified against a permitted source or company production history.
EL-00114 | 26 | Raceways | Bending | Field bend EMT 90 | 2-1/2 in | EMT | EA | 0.3204 | 0.3204 | 0.401 | 0.481 | Electrician | Hand/mechanical/hydraulic bender | All | Both | Layout and normal installation | Supervision; unusual access; premium time |  | Original estimating baseline; calibrate to company history |  |  | Yes | UNVERIFIED - MODEL BASELINE | Estim8r original model baseline | N/A | [7 empty] | NO | Do not use as an authoritative bid labor unit until verified against a permitted source or company production history.
EL-00115 | 26 | Raceways | Bending | Field offset/kick EMT | 2-1/2 in | EMT | EA | 0.3916 | 0.3916 | 0.489 | 0.587 | Electrician | Hand/mechanical/hydraulic bender | All | Both | Layout and normal installation | Supervision; unusual access; premium time |  | Original estimating baseline; calibrate to company history |  |  | Yes | UNVERIFIED - MODEL BASELINE | Estim8r original model baseline | N/A | [7 empty] | NO | Do not use as an authoritative bid labor unit until verified against a permitted source or company production history.
EL-00116 | 26 | Raceways | Conduit Installation | Install EMT | 3 in | EMT | LF | 0.14 | 0.14 | 0.175 | 0.21 | Electrician |  | All | Both | Layout and normal installation | Supervision; unusual access; premium time | Straight-run baseline; fittings, supports, bends and penetrations can be separate line items. | Original estimating baseline; calibrate to company history |  |  | Yes | UNVERIFIED - MODEL BASELINE | Estim8r original model baseline | N/A | [7 empty] | NO | Do not use as an authoritative bid labor unit until verified against a permitted source or company production history.
EL-00117 | 26 | Raceways | Fittings | Install EMT Connector | 3 in | EMT | EA | 0.1248 | 0.1248 | 0.156 | 0.187 | Electrician |  | All | Both | Layout and normal installation | Supervision; unusual access; premium time |  | Original estimating baseline; calibrate to company history |  |  | Yes | UNVERIFIED - MODEL BASELINE | Estim8r original model baseline | N/A | [7 empty] | NO | Do not use as an authoritative bid labor unit until verified against a permitted source or company production history.
EL-00118 | 26 | Raceways | Fittings | Install EMT Coupling | 3 in | EMT | EA | 0.1092 | 0.1092 | 0.137 | 0.164 | Electrician |  | All | Both | Layout and normal installation | Supervision; unusual access; premium time |  | Original estimating baseline; calibrate to company history |  |  | Yes | UNVERIFIED - MODEL BASELINE | Estim8r original model baseline | N/A | [7 empty] | NO | Do not use as an authoritative bid labor unit until verified against a permitted source or company production history.
EL-00119 | 26 | Raceways | Fittings | Install EMT Factory elbow | 3 in | EMT | EA | 0.2808 | 0.2808 | 0.351 | 0.421 | Electrician |  | All | Both | Layout and normal installation | Supervision; unusual access; premium time |  | Original estimating baseline; calibrate to company history |  |  | Yes | UNVERIFIED - MODEL BASELINE | Estim8r original model baseline | N/A | [7 empty] | NO | Do not use as an authoritative bid labor unit until verified against a permitted source or company production history.
EL-00120 | 26 | Raceways | Fittings | Install EMT Conduit body | 3 in | EMT | EA | 0.3432 | 0.3432 | 0.429 | 0.515 | Electrician |  | All | Both | Layout and normal installation | Supervision; unusual access; premium time |  | Original estimating baseline; calibrate to company history |  |  | Yes | UNVERIFIED - MODEL BASELINE | Estim8r original model baseline | N/A | [7 empty] | NO | Do not use as an authoritative bid labor unit until verified against a permitted source or company production history.
EL-00121 | 26 | Raceways | Fittings | Install EMT Bushing | 3 in | EMT | EA | 0.078 | 0.078 | 0.098 | 0.117 | Electrician |  | All | Both | Layout and normal installation | Supervision; unusual access; premium time |  | Original estimating baseline; calibrate to company history |  |  | Yes | UNVERIFIED - MODEL BASELINE | Estim8r original model baseline | N/A | [7 empty] | NO | Do not use as an authoritative bid labor unit until verified against a permitted source or company production history.
EL-00122 | 26 | Raceways | Fittings | Install EMT Grounding bushing | 3 in | EMT | EA | 0.2496 | 0.2496 | 0.312 | 0.374 | Electrician |  | All | Both | Layout and normal installation | Supervision; unusual access; premium time |  | Original estimating baseline; calibrate to company history |  |  | Yes | UNVERIFIED - MODEL BASELINE | Estim8r original model baseline | N/A | [7 empty] | NO | Do not use as an authoritative bid labor unit until verified against a permitted source or company production history.
EL-00123 | 26 | Raceways | Fittings | Install EMT Locknut | 3 in | EMT | EA | 0.0546 | 0.0546 | 0.068 | 0.082 | Electrician |  | All | Both | Layout and normal installation | Supervision; unusual access; premium time |  | Original estimating baseline; calibrate to company history |  |  | Yes | UNVERIFIED - MODEL BASELINE | Estim8r original model baseline | N/A | [7 empty] | NO | Do not use as an authoritative bid labor unit until verified against a permitted source or company production history.
EL-00124 | 26 | Raceways | Fittings | Install EMT Sealing fitting | 3 in | EMT | EA | 0.858 | 0.858 | 1.073 | 1.287 | Electrician |  | All | Both | Layout and normal installation | Supervision; unusual access; premium time |  | Original estimating baseline; calibrate to company history |  |  | Yes | UNVERIFIED - MODEL BASELINE | Estim8r original model baseline | N/A | [7 empty] | NO | Do not use as an authoritative bid labor unit until verified against a permitted source or company production history.
EL-00125 | 26 | Raceways | Bending | Field bend EMT 90 | 3 in | EMT | EA | 0.3438 | 0.3438 | 0.43 | 0.516 | Electrician | Hand/mechanical/hydraulic bender | All | Both | Layout and normal installation | Supervision; unusual access; premium time |  | Original estimating baseline; calibrate to company history |  |  | Yes | UNVERIFIED - MODEL BASELINE | Estim8r original model baseline | N/A | [7 empty] | NO | Do not use as an authoritative bid labor unit until verified against a permitted source or company production history.
EL-00126 | 26 | Raceways | Bending | Field offset/kick EMT | 3 in | EMT | EA | 0.4202 | 0.4202 | 0.525 | 0.63 | Electrician | Hand/mechanical/hydraulic bender | All | Both | Layout and normal installation | Supervision; unusual access; premium time |  | Original estimating baseline; calibrate to company history |  |  | Yes | UNVERIFIED - MODEL BASELINE | Estim8r original model baseline | N/A | [7 empty] | NO | Do not use as an authoritative bid labor unit until verified against a permitted source or company production history.
EL-00127 | 26 | Raceways | Conduit Installation | Install EMT | 3-1/2 in | EMT | LF | 0.165 | 0.165 | 0.206 | 0.247 | Electrician |  | All | Both | Layout and normal installation | Supervision; unusual access; premium time | Straight-run baseline; fittings, supports, bends and penetrations can be separate line items. | Original estimating baseline; calibrate to company history |  |  | Yes | UNVERIFIED - MODEL BASELINE | Estim8r original model baseline | N/A | [7 empty] | NO | Do not use as an authoritative bid labor unit until verified against a permitted source or company production history.
EL-00128 | 26 | Raceways | Fittings | Install EMT Connector | 3-1/2 in | EMT | EA | 0.1312 | 0.1312 | 0.164 | 0.197 | Electrician |  | All | Both | Layout and normal installation | Supervision; unusual access; premium time |  | Original estimating baseline; calibrate to company history |  |  | Yes | UNVERIFIED - MODEL BASELINE | Estim8r original model baseline | N/A | [7 empty] | NO | Do not use as an authoritative bid labor unit until verified against a permitted source or company production history.
EL-00129 | 26 | Raceways | Fittings | Install EMT Coupling | 3-1/2 in | EMT | EA | 0.1148 | 0.1148 | 0.144 | 0.172 | Electrician |  | All | Both | Layout and normal installation | Supervision; unusual access; premium time |  | Original estimating baseline; calibrate to company history |  |  | Yes | UNVERIFIED - MODEL BASELINE | Estim8r original model baseline | N/A | [7 empty] | NO | Do not use as an authoritative bid labor unit until verified against a permitted source or company production history.
EL-00130 | 26 | Raceways | Fittings | Install EMT Factory elbow | 3-1/2 in | EMT | EA | 0.2952 | 0.2952 | 0.369 | 0.443 | Electrician |  | All | Both | Layout and normal installation | Supervision; unusual access; premium time |  | Original estimating baseline; calibrate to company history |  |  | Yes | UNVERIFIED - MODEL BASELINE | Estim8r original model baseline | N/A | [7 empty] | NO | Do not use as an authoritative bid labor unit until verified against a permitted source or company production history.
EL-00131 | 26 | Raceways | Fittings | Install EMT Conduit body | 3-1/2 in | EMT | EA | 0.3608 | 0.3608 | 0.451 | 0.541 | Electrician |  | All | Both | Layout and normal installation | Supervision; unusual access; premium time |  | Original estimating baseline; calibrate to company history |  |  | Yes | UNVERIFIED - MODEL BASELINE | Estim8r original model baseline | N/A | [7 empty] | NO | Do not use as an authoritative bid labor unit until verified against a permitted source or company production history.
EL-00132 | 26 | Raceways | Fittings | Install EMT Bushing | 3-1/2 in | EMT | EA | 0.082 | 0.082 | 0.103 | 0.123 | Electrician |  | All | Both | Layout and normal installation | Supervision; unusual access; premium time |  | Original estimating baseline; calibrate to company history |  |  | Yes | UNVERIFIED - MODEL BASELINE | Estim8r original model baseline | N/A | [7 empty] | NO | Do not use as an authoritative bid labor unit until verified against a permitted source or company production history.
EL-00133 | 26 | Raceways | Fittings | Install EMT Grounding bushing | 3-1/2 in | EMT | EA | 0.2624 | 0.2624 | 0.328 | 0.394 | Electrician |  | All | Both | Layout and normal installation | Supervision; unusual access; premium time |  | Original estimating baseline; calibrate to company history |  |  | Yes | UNVERIFIED - MODEL BASELINE | Estim8r original model baseline | N/A | [7 empty] | NO | Do not use as an authoritative bid labor unit until verified against a permitted source or company production history.
EL-00134 | 26 | Raceways | Fittings | Install EMT Locknut | 3-1/2 in | EMT | EA | 0.0574 | 0.0574 | 0.072 | 0.086 | Electrician |  | All | Both | Layout and normal installation | Supervision; unusual access; premium time |  | Original estimating baseline; calibrate to company history |  |  | Yes | UNVERIFIED - MODEL BASELINE | Estim8r original model baseline | N/A | [7 empty] | NO | Do not use as an authoritative bid labor unit until verified against a permitted source or company production history.
EL-00135 | 26 | Raceways | Fittings | Install EMT Sealing fitting | 3-1/2 in | EMT | EA | 0.902 | 0.902 | 1.128 | 1.353 | Electrician |  | All | Both | Layout and normal installation | Supervision; unusual access; premium time |  | Original estimating baseline; calibrate to company history |  |  | Yes | UNVERIFIED - MODEL BASELINE | Estim8r original model baseline | N/A | [7 empty] | NO | Do not use as an authoritative bid labor unit until verified against a permitted source or company production history.
EL-00136 | 26 | Raceways | Bending | Field bend EMT 90 | 3-1/2 in | EMT | EA | 0.3672 | 0.3672 | 0.459 | 0.551 | Electrician | Hand/mechanical/hydraulic bender | All | Both | Layout and normal installation | Supervision; unusual access; premium time |  | Original estimating baseline; calibrate to company history |  |  | Yes | UNVERIFIED - MODEL BASELINE | Estim8r original model baseline | N/A | [7 empty] | NO | Do not use as an authoritative bid labor unit until verified against a permitted source or company production history.
EL-00137 | 26 | Raceways | Bending | Field offset/kick EMT | 3-1/2 in | EMT | EA | 0.4488 | 0.4488 | 0.561 | 0.673 | Electrician | Hand/mechanical/hydraulic bender | All | Both | Layout and normal installation | Supervision; unusual access; premium time |  | Original estimating baseline; calibrate to company history |  |  | Yes | UNVERIFIED - MODEL BASELINE | Estim8r original model baseline | N/A | [7 empty] | NO | Do not use as an authoritative bid labor unit until verified against a permitted source or company production history.
EL-00138 | 26 | Raceways | Conduit Installation | Install EMT | 4 in | EMT | LF | 0.19 | 0.19 | 0.237 | 0.285 | Electrician |  | All | Both | Layout and normal installation | Supervision; unusual access; premium time | Straight-run baseline; fittings, supports, bends and penetrations can be separate line items. | Original estimating baseline; calibrate to company history |  |  | Yes | UNVERIFIED - MODEL BASELINE | Estim8r original model baseline | N/A | [7 empty] | NO | Do not use as an authoritative bid labor unit until verified against a permitted source or company production history.
EL-00139 | 26 | Raceways | Fittings | Install EMT Connector | 4 in | EMT | EA | 0.1376 | 0.1376 | 0.172 | 0.206 | Electrician |  | All | Both | Layout and normal installation | Supervision; unusual access; premium time |  | Original estimating baseline; calibrate to company history |  |  | Yes | UNVERIFIED - MODEL BASELINE | Estim8r original model baseline | N/A | [7 empty] | NO | Do not use as an authoritative bid labor unit until verified against a permitted source or company production history.
EL-00140 | 26 | Raceways | Fittings | Install EMT Coupling | 4 in | EMT | EA | 0.1204 | 0.1204 | 0.151 | 0.181 | Electrician |  | All | Both | Layout and normal installation | Supervision; unusual access; premium time |  | Original estimating baseline; calibrate to company history |  |  | Yes | UNVERIFIED - MODEL BASELINE | Estim8r original model baseline | N/A | [7 empty] | NO | Do not use as an authoritative bid labor unit until verified against a permitted source or company production history.
EL-00141 | 26 | Raceways | Fittings | Install EMT Factory elbow | 4 in | EMT | EA | 0.3096 | 0.3096 | 0.387 | 0.464 | Electrician |  | All | Both | Layout and normal installation | Supervision; unusual access; premium time |  | Original estimating baseline; calibrate to company history |  |  | Yes | UNVERIFIED - MODEL BASELINE | Estim8r original model baseline | N/A | [7 empty] | NO | Do not use as an authoritative bid labor unit until verified against a permitted source or company production history.
EL-00142 | 26 | Raceways | Fittings | Install EMT Conduit body | 4 in | EMT | EA | 0.3784 | 0.3784 | 0.473 | 0.568 | Electrician |  | All | Both | Layout and normal installation | Supervision; unusual access; premium time |  | Original estimating baseline; calibrate to company history |  |  | Yes | UNVERIFIED - MODEL BASELINE | Estim8r original model baseline | N/A | [7 empty] | NO | Do not use as an authoritative bid labor unit until verified against a permitted source or company production history.
EL-00143 | 26 | Raceways | Fittings | Install EMT Bushing | 4 in | EMT | EA | 0.086 | 0.086 | 0.108 | 0.129 | Electrician |  | All | Both | Layout and normal installation | Supervision; unusual access; premium time |  | Original estimating baseline; calibrate to company history |  |  | Yes | UNVERIFIED - MODEL BASELINE | Estim8r original model baseline | N/A | [7 empty] | NO | Do not use as an authoritative bid labor unit until verified against a permitted source or company production history.
EL-00144 | 26 | Raceways | Fittings | Install EMT Grounding bushing | 4 in | EMT | EA | 0.2752 | 0.2752 | 0.344 | 0.413 | Electrician |  | All | Both | Layout and normal installation | Supervision; unusual access; premium time |  | Original estimating baseline; calibrate to company history |  |  | Yes | UNVERIFIED - MODEL BASELINE | Estim8r original model baseline | N/A | [7 empty] | NO | Do not use as an authoritative bid labor unit until verified against a permitted source or company production history.
EL-00145 | 26 | Raceways | Fittings | Install EMT Locknut | 4 in | EMT | EA | 0.0602 | 0.0602 | 0.075 | 0.09 | Electrician |  | All | Both | Layout and normal installation | Supervision; unusual access; premium time |  | Original estimating baseline; calibrate to company history |  |  | Yes | UNVERIFIED - MODEL BASELINE | Estim8r original model baseline | N/A | [7 empty] | NO | Do not use as an authoritative bid labor unit until verified against a permitted source or company production history.
EL-00146 | 26 | Raceways | Fittings | Install EMT Sealing fitting | 4 in | EMT | EA | 0.946 | 0.946 | 1.183 | 1.419 | Electrician |  | All | Both | Layout and normal installation | Supervision; unusual access; premium time |  | Original estimating baseline; calibrate to company history |  |  | Yes | UNVERIFIED - MODEL BASELINE | Estim8r original model baseline | N/A | [7 empty] | NO | Do not use as an authoritative bid labor unit until verified against a permitted source or company production history.
EL-00147 | 26 | Raceways | Bending | Field bend EMT 90 | 4 in | EMT | EA | 0.3906 | 0.3906 | 0.488 | 0.586 | Electrician | Hand/mechanical/hydraulic bender | All | Both | Layout and normal installation | Supervision; unusual access; premium time |  | Original estimating baseline; calibrate to company history |  |  | Yes | UNVERIFIED - MODEL BASELINE | Estim8r original model baseline | N/A | [7 empty] | NO | Do not use as an authoritative bid labor unit until verified against a permitted source or company production history.
EL-00148 | 26 | Raceways | Bending | Field offset/kick EMT | 4 in | EMT | EA | 0.4774 | 0.4774 | 0.597 | 0.716 | Electrician | Hand/mechanical/hydraulic bender | All | Both | Layout and normal installation | Supervision; unusual access; premium time |  | Original estimating baseline; calibrate to company history |  |  | Yes | UNVERIFIED - MODEL BASELINE | Estim8r original model baseline | N/A | [7 empty] | NO | Do not use as an authoritative bid labor unit until verified against a permitted source or company production history.
EL-00149 | 26 | Raceways | Conduit Installation | Install EMT | 5 in | EMT | LF | 0.25 | 0.25 | 0.312 | 0.375 | Electrician |  | All | Both | Layout and normal installation | Supervision; unusual access; premium time | Straight-run baseline; fittings, supports, bends and penetrations can be separate line items. | Original estimating baseline; calibrate to company history |  |  | Yes | UNVERIFIED - MODEL BASELINE | Estim8r original model baseline | N/A | [7 empty] | NO | Do not use as an authoritative bid labor unit until verified against a permitted source or company production history.
EL-00150 | 26 | Raceways | Fittings | Install EMT Connector | 5 in | EMT | EA | 0.144 | 0.144 | 0.18 | 0.216 | Electrician |  | All | Both | Layout and normal installation | Supervision; unusual access; premium time |  | Original estimating baseline; calibrate to company history |  |  | Yes | UNVERIFIED - MODEL BASELINE | Estim8r original model baseline | N/A | [7 empty] | NO | Do not use as an authoritative bid labor unit until verified against a permitted source or company production history.
EL-00151 | 26 | Raceways | Fittings | Install EMT Coupling | 5 in | EMT | EA | 0.126 | 0.126 | 0.158 | 0.189 | Electrician |  | All | Both | Layout and normal installation | Supervision; unusual access; premium time |  | Original estimating baseline; calibrate to company history |  |  | Yes | UNVERIFIED - MODEL BASELINE | Estim8r original model baseline | N/A | [7 empty] | NO | Do not use as an authoritative bid labor unit until verified against a permitted source or company production history.
EL-00152 | 26 | Raceways | Fittings | Install EMT Factory elbow | 5 in | EMT | EA | 0.324 | 0.324 | 0.405 | 0.486 | Electrician |  | All | Both | Layout and normal installation | Supervision; unusual access; premium time |  | Original estimating baseline; calibrate to company history |  |  | Yes | UNVERIFIED - MODEL BASELINE | Estim8r original model baseline | N/A | [7 empty] | NO | Do not use as an authoritative bid labor unit until verified against a permitted source or company production history.
EL-00153 | 26 | Raceways | Fittings | Install EMT Conduit body | 5 in | EMT | EA | 0.396 | 0.396 | 0.495 | 0.594 | Electrician |  | All | Both | Layout and normal installation | Supervision; unusual access; premium time |  | Original estimating baseline; calibrate to company history |  |  | Yes | UNVERIFIED - MODEL BASELINE | Estim8r original model baseline | N/A | [7 empty] | NO | Do not use as an authoritative bid labor unit until verified against a permitted source or company production history.
EL-00154 | 26 | Raceways | Fittings | Install EMT Bushing | 5 in | EMT | EA | 0.09 | 0.09 | 0.113 | 0.135 | Electrician |  | All | Both | Layout and normal installation | Supervision; unusual access; premium time |  | Original estimating baseline; calibrate to company history |  |  | Yes | UNVERIFIED - MODEL BASELINE | Estim8r original model baseline | N/A | [7 empty] | NO | Do not use as an authoritative bid labor unit until verified against a permitted source or company production history.
EL-00155 | 26 | Raceways | Fittings | Install EMT Grounding bushing | 5 in | EMT | EA | 0.288 | 0.288 | 0.36 | 0.432 | Electrician |  | All | Both | Layout and normal installation | Supervision; unusual access; premium time |  | Original estimating baseline; calibrate to company history |  |  | Yes | UNVERIFIED - MODEL BASELINE | Estim8r original model baseline | N/A | [7 empty] | NO | Do not use as an authoritative bid labor unit until verified against a permitted source or company production history.
EL-00156 | 26 | Raceways | Fittings | Install EMT Locknut | 5 in | EMT | EA | 0.063 | 0.063 | 0.079 | 0.095 | Electrician |  | All | Both | Layout and normal installation | Supervision; unusual access; premium time |  | Original estimating baseline; calibrate to company history |  |  | Yes | UNVERIFIED - MODEL BASELINE | Estim8r original model baseline | N/A | [7 empty] | NO | Do not use as an authoritative bid labor unit until verified against a permitted source or company production history.
EL-00157 | 26 | Raceways | Fittings | Install EMT Sealing fitting | 5 in | EMT | EA | 0.99 | 0.99 | 1.238 | 1.485 | Electrician |  | All | Both | Layout and normal installation | Supervision; unusual access; premium time |  | Original estimating baseline; calibrate to company history |  |  | Yes | UNVERIFIED - MODEL BASELINE | Estim8r original model baseline | N/A | [7 empty] | NO | Do not use as an authoritative bid labor unit until verified against a permitted source or company production history.
EL-00158 | 26 | Raceways | Bending | Field bend EMT 90 | 5 in | EMT | EA | 0.414 | 0.414 | 0.517 | 0.621 | Electrician | Hand/mechanical/hydraulic bender | All | Both | Layout and normal installation | Supervision; unusual access; premium time |  | Original estimating baseline; calibrate to company history |  |  | Yes | UNVERIFIED - MODEL BASELINE | Estim8r original model baseline | N/A | [7 empty] | NO | Do not use as an authoritative bid labor unit until verified against a permitted source or company production history.
EL-00159 | 26 | Raceways | Bending | Field offset/kick EMT | 5 in | EMT | EA | 0.506 | 0.506 | 0.633 | 0.759 | Electrician | Hand/mechanical/hydraulic bender | All | Both | Layout and normal installation | Supervision; unusual access; premium time |  | Original estimating baseline; calibrate to company history |  |  | Yes | UNVERIFIED - MODEL BASELINE | Estim8r original model baseline | N/A | [7 empty] | NO | Do not use as an authoritative bid labor unit until verified against a permitted source or company production history.
EL-00160 | 26 | Raceways | Conduit Installation | Install EMT | 6 in | EMT | LF | 0.32 | 0.32 | 0.4 | 0.48 | Electrician |  | All | Both | Layout and normal installation | Supervision; unusual access; premium time | Straight-run baseline; fittings, supports, bends and penetrations can be separate line items. | Original estimating baseline; calibrate to company history |  |  | Yes | UNVERIFIED - MODEL BASELINE | Estim8r original model baseline | N/A | [7 empty] | NO | Do not use as an authoritative bid labor unit until verified against a permitted source or company production history.
EL-00161 | 26 | Raceways | Fittings | Install EMT Connector | 6 in | EMT | EA | 0.1504 | 0.1504 | 0.188 | 0.226 | Electrician |  | All | Both | Layout and normal installation | Supervision; unusual access; premium time |  | Original estimating baseline; calibrate to company history |  |  | Yes | UNVERIFIED - MODEL BASELINE | Estim8r original model baseline | N/A | [7 empty] | NO | Do not use as an authoritative bid labor unit until verified against a permitted source or company production history.
EL-00162 | 26 | Raceways | Fittings | Install EMT Coupling | 6 in | EMT | EA | 0.1316 | 0.1316 | 0.164 | 0.197 | Electrician |  | All | Both | Layout and normal installation | Supervision; unusual access; premium time |  | Original estimating baseline; calibrate to company history |  |  | Yes | UNVERIFIED - MODEL BASELINE | Estim8r original model baseline | N/A | [7 empty] | NO | Do not use as an authoritative bid labor unit until verified against a permitted source or company production history.
EL-00163 | 26 | Raceways | Fittings | Install EMT Factory elbow | 6 in | EMT | EA | 0.3384 | 0.3384 | 0.423 | 0.508 | Electrician |  | All | Both | Layout and normal installation | Supervision; unusual access; premium time |  | Original estimating baseline; calibrate to company history |  |  | Yes | UNVERIFIED - MODEL BASELINE | Estim8r original model baseline | N/A | [7 empty] | NO | Do not use as an authoritative bid labor unit until verified against a permitted source or company production history.
EL-00164 | 26 | Raceways | Fittings | Install EMT Conduit body | 6 in | EMT | EA | 0.4136 | 0.4136 | 0.517 | 0.62 | Electrician |  | All | Both | Layout and normal installation | Supervision; unusual access; premium time |  | Original estimating baseline; calibrate to company history |  |  | Yes | UNVERIFIED - MODEL BASELINE | Estim8r original model baseline | N/A | [7 empty] | NO | Do not use as an authoritative bid labor unit until verified against a permitted source or company production history.
EL-00165 | 26 | Raceways | Fittings | Install EMT Bushing | 6 in | EMT | EA | 0.094 | 0.094 | 0.117 | 0.141 | Electrician |  | All | Both | Layout and normal installation | Supervision; unusual access; premium time |  | Original estimating baseline; calibrate to company history |  |  | Yes | UNVERIFIED - MODEL BASELINE | Estim8r original model baseline | N/A | [7 empty] | NO | Do not use as an authoritative bid labor unit until verified against a permitted source or company production history.
EL-00166 | 26 | Raceways | Fittings | Install EMT Grounding bushing | 6 in | EMT | EA | 0.3008 | 0.3008 | 0.376 | 0.451 | Electrician |  | All | Both | Layout and normal installation | Supervision; unusual access; premium time |  | Original estimating baseline; calibrate to company history |  |  | Yes | UNVERIFIED - MODEL BASELINE | Estim8r original model baseline | N/A | [7 empty] | NO | Do not use as an authoritative bid labor unit until verified against a permitted source or company production history.
EL-00167 | 26 | Raceways | Fittings | Install EMT Locknut | 6 in | EMT | EA | 0.0658 | 0.0658 | 0.082 | 0.099 | Electrician |  | All | Both | Layout and normal installation | Supervision; unusual access; premium time |  | Original estimating baseline; calibrate to company history |  |  | Yes | UNVERIFIED - MODEL BASELINE | Estim8r original model baseline | N/A | [7 empty] | NO | Do not use as an authoritative bid labor unit until verified against a permitted source or company production history.
EL-00168 | 26 | Raceways | Fittings | Install EMT Sealing fitting | 6 in | EMT | EA | 1.034 | 1.034 | 1.292 | 1.551 | Electrician |  | All | Both | Layout and normal installation | Supervision; unusual access; premium time |  | Original estimating baseline; calibrate to company history |  |  | Yes | UNVERIFIED - MODEL BASELINE | Estim8r original model baseline | N/A | [7 empty] | NO | Do not use as an authoritative bid labor unit until verified against a permitted source or company production history.
EL-00169 | 26 | Raceways | Bending | Field bend EMT 90 | 6 in | EMT | EA | 0.4374 | 0.4374 | 0.547 | 0.656 | Electrician | Hand/mechanical/hydraulic bender | All | Both | Layout and normal installation | Supervision; unusual access; premium time |  | Original estimating baseline; calibrate to company history |  |  | Yes | UNVERIFIED - MODEL BASELINE | Estim8r original model baseline | N/A | [7 empty] | NO | Do not use as an authoritative bid labor unit until verified against a permitted source or company production history.
EL-00170 | 26 | Raceways | Bending | Field offset/kick EMT | 6 in | EMT | EA | 0.5346 | 0.5346 | 0.668 | 0.802 | Electrician | Hand/mechanical/hydraulic bender | All | Both | Layout and normal installation | Supervision; unusual access; premium time |  | Original estimating baseline; calibrate to company history |  |  | Yes | UNVERIFIED - MODEL BASELINE | Estim8r original model baseline | N/A | [7 empty] | NO | Do not use as an authoritative bid labor unit until verified against a permitted source or company production history.
EL-00171 | 26 | Raceways | Conduit Installation | Install IMC | 1/2 in | IMC | LF | 0.0513 | 0.0513 | 0.064 | 0.077 | Electrician |  | All | Both | Layout and normal installation | Supervision; unusual access; premium time | Straight-run baseline; fittings, supports, bends and penetrations can be separate line items. | Original estimating baseline; calibrate to company history |  |  | Yes | UNVERIFIED - MODEL BASELINE | Estim8r original model baseline | N/A | [7 empty] | NO | Do not use as an authoritative bid labor unit until verified against a permitted source or company production history.
EL-00172 | 26 | Raceways | Fittings | Install IMC Connector | 1/2 in | IMC | EA | 0.08 | 0.08 | 0.1 | 0.12 | Electrician |  | All | Both | Layout and normal installation | Supervision; unusual access; premium time |  | Original estimating baseline; calibrate to company history |  |  | Yes | UNVERIFIED - MODEL BASELINE | Estim8r original model baseline | N/A | [7 empty] | NO | Do not use as an authoritative bid labor unit until verified against a permitted source or company production history.
EL-00173 | 26 | Raceways | Fittings | Install IMC Coupling | 1/2 in | IMC | EA | 0.07 | 0.07 | 0.088 | 0.105 | Electrician |  | All | Both | Layout and normal installation | Supervision; unusual access; premium time |  | Original estimating baseline; calibrate to company history |  |  | Yes | UNVERIFIED - MODEL BASELINE | Estim8r original model baseline | N/A | [7 empty] | NO | Do not use as an authoritative bid labor unit until verified against a permitted source or company production history.
EL-00174 | 26 | Raceways | Fittings | Install IMC Factory elbow | 1/2 in | IMC | EA | 0.18 | 0.18 | 0.225 | 0.27 | Electrician |  | All | Both | Layout and normal installation | Supervision; unusual access; premium time |  | Original estimating baseline; calibrate to company history |  |  | Yes | UNVERIFIED - MODEL BASELINE | Estim8r original model baseline | N/A | [7 empty] | NO | Do not use as an authoritative bid labor unit until verified against a permitted source or company production history.
EL-00175 | 26 | Raceways | Fittings | Install IMC Conduit body | 1/2 in | IMC | EA | 0.22 | 0.22 | 0.275 | 0.33 | Electrician |  | All | Both | Layout and normal installation | Supervision; unusual access; premium time |  | Original estimating baseline; calibrate to company history |  |  | Yes | UNVERIFIED - MODEL BASELINE | Estim8r original model baseline | N/A | [7 empty] | NO | Do not use as an authoritative bid labor unit until verified against a permitted source or company production history.
EL-00176 | 26 | Raceways | Fittings | Install IMC Bushing | 1/2 in | IMC | EA | 0.05 | 0.05 | 0.062 | 0.075 | Electrician |  | All | Both | Layout and normal installation | Supervision; unusual access; premium time |  | Original estimating baseline; calibrate to company history |  |  | Yes | UNVERIFIED - MODEL BASELINE | Estim8r original model baseline | N/A | [7 empty] | NO | Do not use as an authoritative bid labor unit until verified against a permitted source or company production history.
EL-00177 | 26 | Raceways | Fittings | Install IMC Grounding bushing | 1/2 in | IMC | EA | 0.16 | 0.16 | 0.2 | 0.24 | Electrician |  | All | Both | Layout and normal installation | Supervision; unusual access; premium time |  | Original estimating baseline; calibrate to company history |  |  | Yes | UNVERIFIED - MODEL BASELINE | Estim8r original model baseline | N/A | [7 empty] | NO | Do not use as an authoritative bid labor unit until verified against a permitted source or company production history.
EL-00178 | 26 | Raceways | Fittings | Install IMC Locknut | 1/2 in | IMC | EA | 0.035 | 0.035 | 0.044 | 0.053 | Electrician |  | All | Both | Layout and normal installation | Supervision; unusual access; premium time |  | Original estimating baseline; calibrate to company history |  |  | Yes | UNVERIFIED - MODEL BASELINE | Estim8r original model baseline | N/A | [7 empty] | NO | Do not use as an authoritative bid labor unit until verified against a permitted source or company production history.
EL-00179 | 26 | Raceways | Fittings | Install IMC Sealing fitting | 1/2 in | IMC | EA | 0.55 | 0.55 | 0.688 | 0.825 | Electrician |  | All | Both | Layout and normal installation | Supervision; unusual access; premium time |  | Original estimating baseline; calibrate to company history |  |  | Yes | UNVERIFIED - MODEL BASELINE | Estim8r original model baseline | N/A | [7 empty] | NO | Do not use as an authoritative bid labor unit until verified against a permitted source or company production history.
EL-00180 | 26 | Raceways | Bending | Field bend IMC 90 | 1/2 in | IMC | EA | 0.18 | 0.18 | 0.225 | 0.27 | Electrician | Hand/mechanical/hydraulic bender | All | Both | Layout and normal installation | Supervision; unusual access; premium time |  | Original estimating baseline; calibrate to company history |  |  | Yes | UNVERIFIED - MODEL BASELINE | Estim8r original model baseline | N/A | [7 empty] | NO | Do not use as an authoritative bid labor unit until verified against a permitted source or company production history.
EL-00181 | 26 | Raceways | Bending | Field offset/kick IMC | 1/2 in | IMC | EA | 0.22 | 0.22 | 0.275 | 0.33 | Electrician | Hand/mechanical/hydraulic bender | All | Both | Layout and normal installation | Supervision; unusual access; premium time |  | Original estimating baseline; calibrate to company history |  |  | Yes | UNVERIFIED - MODEL BASELINE | Estim8r original model baseline | N/A | [7 empty] | NO | Do not use as an authoritative bid labor unit until verified against a permitted source or company production history.
EL-00182 | 26 | Raceways | Conduit Installation | Install IMC | 3/4 in | IMC | LF | 0.06075 | 0.06075 | 0.076 | 0.091 | Electrician |  | All | Both | Layout and normal installation | Supervision; unusual access; premium time | Straight-run baseline; fittings, supports, bends and penetrations can be separate line items. | Original estimating baseline; calibrate to company history |  |  | Yes | UNVERIFIED - MODEL BASELINE | Estim8r original model baseline | N/A | [7 empty] | NO | Do not use as an authoritative bid labor unit until verified against a permitted source or company production history.
EL-00183 | 26 | Raceways | Fittings | Install IMC Connector | 3/4 in | IMC | EA | 0.0864 | 0.0864 | 0.108 | 0.13 | Electrician |  | All | Both | Layout and normal installation | Supervision; unusual access; premium time |  | Original estimating baseline; calibrate to company history |  |  | Yes | UNVERIFIED - MODEL BASELINE | Estim8r original model baseline | N/A | [7 empty] | NO | Do not use as an authoritative bid labor unit until verified against a permitted source or company production history.
EL-00184 | 26 | Raceways | Fittings | Install IMC Coupling | 3/4 in | IMC | EA | 0.0756 | 0.0756 | 0.095 | 0.113 | Electrician |  | All | Both | Layout and normal installation | Supervision; unusual access; premium time |  | Original estimating baseline; calibrate to company history |  |  | Yes | UNVERIFIED - MODEL BASELINE | Estim8r original model baseline | N/A | [7 empty] | NO | Do not use as an authoritative bid labor unit until verified against a permitted source or company production history.
EL-00185 | 26 | Raceways | Fittings | Install IMC Factory elbow | 3/4 in | IMC | EA | 0.1944 | 0.1944 | 0.243 | 0.292 | Electrician |  | All | Both | Layout and normal installation | Supervision; unusual access; premium time |  | Original estimating baseline; calibrate to company history |  |  | Yes | UNVERIFIED - MODEL BASELINE | Estim8r original model baseline | N/A | [7 empty] | NO | Do not use as an authoritative bid labor unit until verified against a permitted source or company production history.
EL-00186 | 26 | Raceways | Fittings | Install IMC Conduit body | 3/4 in | IMC | EA | 0.2376 | 0.2376 | 0.297 | 0.356 | Electrician |  | All | Both | Layout and normal installation | Supervision; unusual access; premium time |  | Original estimating baseline; calibrate to company history |  |  | Yes | UNVERIFIED - MODEL BASELINE | Estim8r original model baseline | N/A | [7 empty] | NO | Do not use as an authoritative bid labor unit until verified against a permitted source or company production history.
EL-00187 | 26 | Raceways | Fittings | Install IMC Bushing | 3/4 in | IMC | EA | 0.054 | 0.054 | 0.068 | 0.081 | Electrician |  | All | Both | Layout and normal installation | Supervision; unusual access; premium time |  | Original estimating baseline; calibrate to company history |  |  | Yes | UNVERIFIED - MODEL BASELINE | Estim8r original model baseline | N/A | [7 empty] | NO | Do not use as an authoritative bid labor unit until verified against a permitted source or company production history.
EL-00188 | 26 | Raceways | Fittings | Install IMC Grounding bushing | 3/4 in | IMC | EA | 0.1728 | 0.1728 | 0.216 | 0.259 | Electrician |  | All | Both | Layout and normal installation | Supervision; unusual access; premium time |  | Original estimating baseline; calibrate to company history |  |  | Yes | UNVERIFIED - MODEL BASELINE | Estim8r original model baseline | N/A | [7 empty] | NO | Do not use as an authoritative bid labor unit until verified against a permitted source or company production history.
EL-00189 | 26 | Raceways | Fittings | Install IMC Locknut | 3/4 in | IMC | EA | 0.0378 | 0.0378 | 0.047 | 0.057 | Electrician |  | All | Both | Layout and normal installation | Supervision; unusual access; premium time |  | Original estimating baseline; calibrate to company history |  |  | Yes | UNVERIFIED - MODEL BASELINE | Estim8r original model baseline | N/A | [7 empty] | NO | Do not use as an authoritative bid labor unit until verified against a permitted source or company production history.
EL-00190 | 26 | Raceways | Fittings | Install IMC Sealing fitting | 3/4 in | IMC | EA | 0.594 | 0.594 | 0.743 | 0.891 | Electrician |  | All | Both | Layout and normal installation | Supervision; unusual access; premium time |  | Original estimating baseline; calibrate to company history |  |  | Yes | UNVERIFIED - MODEL BASELINE | Estim8r original model baseline | N/A | [7 empty] | NO | Do not use as an authoritative bid labor unit until verified against a permitted source or company production history.
EL-00191 | 26 | Raceways | Bending | Field bend IMC 90 | 3/4 in | IMC | EA | 0.2034 | 0.2034 | 0.254 | 0.305 | Electrician | Hand/mechanical/hydraulic bender | All | Both | Layout and normal installation | Supervision; unusual access; premium time |  | Original estimating baseline; calibrate to company history |  |  | Yes | UNVERIFIED - MODEL BASELINE | Estim8r original model baseline | N/A | [7 empty] | NO | Do not use as an authoritative bid labor unit until verified against a permitted source or company production history.
EL-00192 | 26 | Raceways | Bending | Field offset/kick IMC | 3/4 in | IMC | EA | 0.2486 | 0.2486 | 0.311 | 0.373 | Electrician | Hand/mechanical/hydraulic bender | All | Both | Layout and normal installation | Supervision; unusual access; premium time |  | Original estimating baseline; calibrate to company history |  |  | Yes | UNVERIFIED - MODEL BASELINE | Estim8r original model baseline | N/A | [7 empty] | NO | Do not use as an authoritative bid labor unit until verified against a permitted source or company production history.
EL-00193 | 26 | Raceways | Conduit Installation | Install IMC | 1 in | IMC | LF | 0.0702 | 0.0702 | 0.088 | 0.105 | Electrician |  | All | Both | Layout and normal installation | Supervision; unusual access; premium time | Straight-run baseline; fittings, supports, bends and penetrations can be separate line items. | Original estimating baseline; calibrate to company history |  |  | Yes | UNVERIFIED - MODEL BASELINE | Estim8r original model baseline | N/A | [7 empty] | NO | Do not use as an authoritative bid labor unit until verified against a permitted source or company production history.
EL-00194 | 26 | Raceways | Fittings | Install IMC Connector | 1 in | IMC | EA | 0.0928 | 0.0928 | 0.116 | 0.139 | Electrician |  | All | Both | Layout and normal installation | Supervision; unusual access; premium time |  | Original estimating baseline; calibrate to company history |  |  | Yes | UNVERIFIED - MODEL BASELINE | Estim8r original model baseline | N/A | [7 empty] | NO | Do not use as an authoritative bid labor unit until verified against a permitted source or company production history.
EL-00195 | 26 | Raceways | Fittings | Install IMC Coupling | 1 in | IMC | EA | 0.0812 | 0.0812 | 0.102 | 0.122 | Electrician |  | All | Both | Layout and normal installation | Supervision; unusual access; premium time |  | Original estimating baseline; calibrate to company history |  |  | Yes | UNVERIFIED - MODEL BASELINE | Estim8r original model baseline | N/A | [7 empty] | NO | Do not use as an authoritative bid labor unit until verified against a permitted source or company production history.
EL-00196 | 26 | Raceways | Fittings | Install IMC Factory elbow | 1 in | IMC | EA | 0.2088 | 0.2088 | 0.261 | 0.313 | Electrician |  | All | Both | Layout and normal installation | Supervision; unusual access; premium time |  | Original estimating baseline; calibrate to company history |  |  | Yes | UNVERIFIED - MODEL BASELINE | Estim8r original model baseline | N/A | [7 empty] | NO | Do not use as an authoritative bid labor unit until verified against a permitted source or company production history.
EL-00197 | 26 | Raceways | Fittings | Install IMC Conduit body | 1 in | IMC | EA | 0.2552 | 0.2552 | 0.319 | 0.383 | Electrician |  | All | Both | Layout and normal installation | Supervision; unusual access; premium time |  | Original estimating baseline; calibrate to company history |  |  | Yes | UNVERIFIED - MODEL BASELINE | Estim8r original model baseline | N/A | [7 empty] | NO | Do not use as an authoritative bid labor unit until verified against a permitted source or company production history.
EL-00198 | 26 | Raceways | Fittings | Install IMC Bushing | 1 in | IMC | EA | 0.058 | 0.058 | 0.072 | 0.087 | Electrician |  | All | Both | Layout and normal installation | Supervision; unusual access; premium time |  | Original estimating baseline; calibrate to company history |  |  | Yes | UNVERIFIED - MODEL BASELINE | Estim8r original model baseline | N/A | [7 empty] | NO | Do not use as an authoritative bid labor unit until verified against a permitted source or company production history.
EL-00199 | 26 | Raceways | Fittings | Install IMC Grounding bushing | 1 in | IMC | EA | 0.1856 | 0.1856 | 0.232 | 0.278 | Electrician |  | All | Both | Layout and normal installation | Supervision; unusual access; premium time |  | Original estimating baseline; calibrate to company history |  |  | Yes | UNVERIFIED - MODEL BASELINE | Estim8r original model baseline | N/A | [7 empty] | NO | Do not use as an authoritative bid labor unit until verified against a permitted source or company production history.
EL-00200 | 26 | Raceways | Fittings | Install IMC Locknut | 1 in | IMC | EA | 0.0406 | 0.0406 | 0.051 | 0.061 | Electrician |  | All | Both | Layout and normal installation | Supervision; unusual access; premium time |  | Original estimating baseline; calibrate to company history |  |  | Yes | UNVERIFIED - MODEL BASELINE | Estim8r original model baseline | N/A | [7 empty] | NO | Do not use as an authoritative bid labor unit until verified against a permitted source or company production history.
EL-00201 | 26 | Raceways | Fittings | Install IMC Sealing fitting | 1 in | IMC | EA | 0.638 | 0.638 | 0.797 | 0.957 | Electrician |  | All | Both | Layout and normal installation | Supervision; unusual access; premium time |  | Original estimating baseline; calibrate to company history |  |  | Yes | UNVERIFIED - MODEL BASELINE | Estim8r original model baseline | N/A | [7 empty] | NO | Do not use as an authoritative bid labor unit until verified against a permitted source or company production history.
EL-00202 | 26 | Raceways | Bending | Field bend IMC 90 | 1 in | IMC | EA | 0.2268 | 0.2268 | 0.283 | 0.34 | Electrician | Hand/mechanical/hydraulic bender | All | Both | Layout and normal installation | Supervision; unusual access; premium time |  | Original estimating baseline; calibrate to company history |  |  | Yes | UNVERIFIED - MODEL BASELINE | Estim8r original model baseline | N/A | [7 empty] | NO | Do not use as an authoritative bid labor unit until verified against a permitted source or company production history.
EL-00203 | 26 | Raceways | Bending | Field offset/kick IMC | 1 in | IMC | EA | 0.2772 | 0.2772 | 0.347 | 0.416 | Electrician | Hand/mechanical/hydraulic bender | All | Both | Layout and normal installation | Supervision; unusual access; premium time |  | Original estimating baseline; calibrate to company history |  |  | Yes | UNVERIFIED - MODEL BASELINE | Estim8r original model baseline | N/A | [7 empty] | NO | Do not use as an authoritative bid labor unit until verified against a permitted source or company production history.
EL-00204 | 26 | Raceways | Conduit Installation | Install IMC | 1-1/4 in | IMC | LF | 0.08775 | 0.08775 | 0.11 | 0.132 | Electrician |  | All | Both | Layout and normal installation | Supervision; unusual access; premium time | Straight-run baseline; fittings, supports, bends and penetrations can be separate line items. | Original estimating baseline; calibrate to company history |  |  | Yes | UNVERIFIED - MODEL BASELINE | Estim8r original model baseline | N/A | [7 empty] | NO | Do not use as an authoritative bid labor unit until verified against a permitted source or company production history.
EL-00205 | 26 | Raceways | Fittings | Install IMC Connector | 1-1/4 in | IMC | EA | 0.0992 | 0.0992 | 0.124 | 0.149 | Electrician |  | All | Both | Layout and normal installation | Supervision; unusual access; premium time |  | Original estimating baseline; calibrate to company history |  |  | Yes | UNVERIFIED - MODEL BASELINE | Estim8r original model baseline | N/A | [7 empty] | NO | Do not use as an authoritative bid labor unit until verified against a permitted source or company production history.
EL-00206 | 26 | Raceways | Fittings | Install IMC Coupling | 1-1/4 in | IMC | EA | 0.0868 | 0.0868 | 0.108 | 0.13 | Electrician |  | All | Both | Layout and normal installation | Supervision; unusual access; premium time |  | Original estimating baseline; calibrate to company history |  |  | Yes | UNVERIFIED - MODEL BASELINE | Estim8r original model baseline | N/A | [7 empty] | NO | Do not use as an authoritative bid labor unit until verified against a permitted source or company production history.
EL-00207 | 26 | Raceways | Fittings | Install IMC Factory elbow | 1-1/4 in | IMC | EA | 0.2232 | 0.2232 | 0.279 | 0.335 | Electrician |  | All | Both | Layout and normal installation | Supervision; unusual access; premium time |  | Original estimating baseline; calibrate to company history |  |  | Yes | UNVERIFIED - MODEL BASELINE | Estim8r original model baseline | N/A | [7 empty] | NO | Do not use as an authoritative bid labor unit until verified against a permitted source or company production history.
EL-00208 | 26 | Raceways | Fittings | Install IMC Conduit body | 1-1/4 in | IMC | EA | 0.2728 | 0.2728 | 0.341 | 0.409 | Electrician |  | All | Both | Layout and normal installation | Supervision; unusual access; premium time |  | Original estimating baseline; calibrate to company history |  |  | Yes | UNVERIFIED - MODEL BASELINE | Estim8r original model baseline | N/A | [7 empty] | NO | Do not use as an authoritative bid labor unit until verified against a permitted source or company production history.
EL-00209 | 26 | Raceways | Fittings | Install IMC Bushing | 1-1/4 in | IMC | EA | 0.062 | 0.062 | 0.077 | 0.093 | Electrician |  | All | Both | Layout and normal installation | Supervision; unusual access; premium time |  | Original estimating baseline; calibrate to company history |  |  | Yes | UNVERIFIED - MODEL BASELINE | Estim8r original model baseline | N/A | [7 empty] | NO | Do not use as an authoritative bid labor unit until verified against a permitted source or company production history.
EL-00210 | 26 | Raceways | Fittings | Install IMC Grounding bushing | 1-1/4 in | IMC | EA | 0.1984 | 0.1984 | 0.248 | 0.298 | Electrician |  | All | Both | Layout and normal installation | Supervision; unusual access; premium time |  | Original estimating baseline; calibrate to company history |  |  | Yes | UNVERIFIED - MODEL BASELINE | Estim8r original model baseline | N/A | [7 empty] | NO | Do not use as an authoritative bid labor unit until verified against a permitted source or company production history.
EL-00211 | 26 | Raceways | Fittings | Install IMC Locknut | 1-1/4 in | IMC | EA | 0.0434 | 0.0434 | 0.054 | 0.065 | Electrician |  | All | Both | Layout and normal installation | Supervision; unusual access; premium time |  | Original estimating baseline; calibrate to company history |  |  | Yes | UNVERIFIED - MODEL BASELINE | Estim8r original model baseline | N/A | [7 empty] | NO | Do not use as an authoritative bid labor unit until verified against a permitted source or company production history.
EL-00212 | 26 | Raceways | Fittings | Install IMC Sealing fitting | 1-1/4 in | IMC | EA | 0.682 | 0.682 | 0.853 | 1.023 | Electrician |  | All | Both | Layout and normal installation | Supervision; unusual access; premium time |  | Original estimating baseline; calibrate to company history |  |  | Yes | UNVERIFIED - MODEL BASELINE | Estim8r original model baseline | N/A | [7 empty] | NO | Do not use as an authoritative bid labor unit until verified against a permitted source or company production history.
EL-00213 | 26 | Raceways | Bending | Field bend IMC 90 | 1-1/4 in | IMC | EA | 0.2502 | 0.2502 | 0.313 | 0.375 | Electrician | Hand/mechanical/hydraulic bender | All | Both | Layout and normal installation | Supervision; unusual access; premium time |  | Original estimating baseline; calibrate to company history |  |  | Yes | UNVERIFIED - MODEL BASELINE | Estim8r original model baseline | N/A | [7 empty] | NO | Do not use as an authoritative bid labor unit until verified against a permitted source or company production history.
EL-00214 | 26 | Raceways | Bending | Field offset/kick IMC | 1-1/4 in | IMC | EA | 0.3058 | 0.3058 | 0.382 | 0.459 | Electrician | Hand/mechanical/hydraulic bender | All | Both | Layout and normal installation | Supervision; unusual access; premium time |  | Original estimating baseline; calibrate to company history |  |  | Yes | UNVERIFIED - MODEL BASELINE | Estim8r original model baseline | N/A | [7 empty] | NO | Do not use as an authoritative bid labor unit until verified against a permitted source or company production history.
EL-00215 | 26 | Raceways | Conduit Installation | Install IMC | 1-1/2 in | IMC | LF | 0.10125 | 0.10125 | 0.127 | 0.152 | Electrician |  | All | Both | Layout and normal installation | Supervision; unusual access; premium time | Straight-run baseline; fittings, supports, bends and penetrations can be separate line items. | Original estimating baseline; calibrate to company history |  |  | Yes | UNVERIFIED - MODEL BASELINE | Estim8r original model baseline | N/A | [7 empty] | NO | Do not use as an authoritative bid labor unit until verified against a permitted source or company production history.
EL-00216 | 26 | Raceways | Fittings | Install IMC Connector | 1-1/2 in | IMC | EA | 0.1056 | 0.1056 | 0.132 | 0.158 | Electrician |  | All | Both | Layout and normal installation | Supervision; unusual access; premium time |  | Original estimating baseline; calibrate to company history |  |  | Yes | UNVERIFIED - MODEL BASELINE | Estim8r original model baseline | N/A | [7 empty] | NO | Do not use as an authoritative bid labor unit until verified against a permitted source or company production history.
EL-00217 | 26 | Raceways | Fittings | Install IMC Coupling | 1-1/2 in | IMC | EA | 0.0924 | 0.0924 | 0.116 | 0.139 | Electrician |  | All | Both | Layout and normal installation | Supervision; unusual access; premium time |  | Original estimating baseline; calibrate to company history |  |  | Yes | UNVERIFIED - MODEL BASELINE | Estim8r original model baseline | N/A | [7 empty] | NO | Do not use as an authoritative bid labor unit until verified against a permitted source or company production history.
EL-00218 | 26 | Raceways | Fittings | Install IMC Factory elbow | 1-1/2 in | IMC | EA | 0.2376 | 0.2376 | 0.297 | 0.356 | Electrician |  | All | Both | Layout and normal installation | Supervision; unusual access; premium time |  | Original estimating baseline; calibrate to company history |  |  | Yes | UNVERIFIED - MODEL BASELINE | Estim8r original model baseline | N/A | [7 empty] | NO | Do not use as an authoritative bid labor unit until verified against a permitted source or company production history.
EL-00219 | 26 | Raceways | Fittings | Install IMC Conduit body | 1-1/2 in | IMC | EA | 0.2904 | 0.2904 | 0.363 | 0.436 | Electrician |  | All | Both | Layout and normal installation | Supervision; unusual access; premium time |  | Original estimating baseline; calibrate to company history |  |  | Yes | UNVERIFIED - MODEL BASELINE | Estim8r original model baseline | N/A | [7 empty] | NO | Do not use as an authoritative bid labor unit until verified against a permitted source or company production history.
EL-00220 | 26 | Raceways | Fittings | Install IMC Bushing | 1-1/2 in | IMC | EA | 0.066 | 0.066 | 0.083 | 0.099 | Electrician |  | All | Both | Layout and normal installation | Supervision; unusual access; premium time |  | Original estimating baseline; calibrate to company history |  |  | Yes | UNVERIFIED - MODEL BASELINE | Estim8r original model baseline | N/A | [7 empty] | NO | Do not use as an authoritative bid labor unit until verified against a permitted source or company production history.
EL-00221 | 26 | Raceways | Fittings | Install IMC Grounding bushing | 1-1/2 in | IMC | EA | 0.2112 | 0.2112 | 0.264 | 0.317 | Electrician |  | All | Both | Layout and normal installation | Supervision; unusual access; premium time |  | Original estimating baseline; calibrate to company history |  |  | Yes | UNVERIFIED - MODEL BASELINE | Estim8r original model baseline | N/A | [7 empty] | NO | Do not use as an authoritative bid labor unit until verified against a permitted source or company production history.
EL-00222 | 26 | Raceways | Fittings | Install IMC Locknut | 1-1/2 in | IMC | EA | 0.0462 | 0.0462 | 0.058 | 0.069 | Electrician |  | All | Both | Layout and normal installation | Supervision; unusual access; premium time |  | Original estimating baseline; calibrate to company history |  |  | Yes | UNVERIFIED - MODEL BASELINE | Estim8r original model baseline | N/A | [7 empty] | NO | Do not use as an authoritative bid labor unit until verified against a permitted source or company production history.
EL-00223 | 26 | Raceways | Fittings | Install IMC Sealing fitting | 1-1/2 in | IMC | EA | 0.726 | 0.726 | 0.908 | 1.089 | Electrician |  | All | Both | Layout and normal installation | Supervision; unusual access; premium time |  | Original estimating baseline; calibrate to company history |  |  | Yes | UNVERIFIED - MODEL BASELINE | Estim8r original model baseline | N/A | [7 empty] | NO | Do not use as an authoritative bid labor unit until verified against a permitted source or company production history.
EL-00224 | 26 | Raceways | Bending | Field bend IMC 90 | 1-1/2 in | IMC | EA | 0.2736 | 0.2736 | 0.342 | 0.41 | Electrician | Hand/mechanical/hydraulic bender | All | Both | Layout and normal installation | Supervision; unusual access; premium time |  | Original estimating baseline; calibrate to company history |  |  | Yes | UNVERIFIED - MODEL BASELINE | Estim8r original model baseline | N/A | [7 empty] | NO | Do not use as an authoritative bid labor unit until verified against a permitted source or company production history.
EL-00225 | 26 | Raceways | Bending | Field offset/kick IMC | 1-1/2 in | IMC | EA | 0.3344 | 0.3344 | 0.418 | 0.502 | Electrician | Hand/mechanical/hydraulic bender | All | Both | Layout and normal installation | Supervision; unusual access; premium time |  | Original estimating baseline; calibrate to company history |  |  | Yes | UNVERIFIED - MODEL BASELINE | Estim8r original model baseline | N/A | [7 empty] | NO | Do not use as an authoritative bid labor unit until verified against a permitted source or company production history.
EL-00226 | 26 | Raceways | Conduit Installation | Install IMC | 2 in | IMC | LF | 0.1215 | 0.1215 | 0.152 | 0.182 | Electrician |  | All | Both | Layout and normal installation | Supervision; unusual access; premium time | Straight-run baseline; fittings, supports, bends and penetrations can be separate line items. | Original estimating baseline; calibrate to company history |  |  | Yes | UNVERIFIED - MODEL BASELINE | Estim8r original model baseline | N/A | [7 empty] | NO | Do not use as an authoritative bid labor unit until verified against a permitted source or company production history.
EL-00227 | 26 | Raceways | Fittings | Install IMC Connector | 2 in | IMC | EA | 0.112 | 0.112 | 0.14 | 0.168 | Electrician |  | All | Both | Layout and normal installation | Supervision; unusual access; premium time |  | Original estimating baseline; calibrate to company history |  |  | Yes | UNVERIFIED - MODEL BASELINE | Estim8r original model baseline | N/A | [7 empty] | NO | Do not use as an authoritative bid labor unit until verified against a permitted source or company production history.
EL-00228 | 26 | Raceways | Fittings | Install IMC Coupling | 2 in | IMC | EA | 0.098 | 0.098 | 0.122 | 0.147 | Electrician |  | All | Both | Layout and normal installation | Supervision; unusual access; premium time |  | Original estimating baseline; calibrate to company history |  |  | Yes | UNVERIFIED - MODEL BASELINE | Estim8r original model baseline | N/A | [7 empty] | NO | Do not use as an authoritative bid labor unit until verified against a permitted source or company production history.
EL-00229 | 26 | Raceways | Fittings | Install IMC Factory elbow | 2 in | IMC | EA | 0.252 | 0.252 | 0.315 | 0.378 | Electrician |  | All | Both | Layout and normal installation | Supervision; unusual access; premium time |  | Original estimating baseline; calibrate to company history |  |  | Yes | UNVERIFIED - MODEL BASELINE | Estim8r original model baseline | N/A | [7 empty] | NO | Do not use as an authoritative bid labor unit until verified against a permitted source or company production history.
EL-00230 | 26 | Raceways | Fittings | Install IMC Conduit body | 2 in | IMC | EA | 0.308 | 0.308 | 0.385 | 0.462 | Electrician |  | All | Both | Layout and normal installation | Supervision; unusual access; premium time |  | Original estimating baseline; calibrate to company history |  |  | Yes | UNVERIFIED - MODEL BASELINE | Estim8r original model baseline | N/A | [7 empty] | NO | Do not use as an authoritative bid labor unit until verified against a permitted source or company production history.
EL-00231 | 26 | Raceways | Fittings | Install IMC Bushing | 2 in | IMC | EA | 0.07 | 0.07 | 0.087 | 0.105 | Electrician |  | All | Both | Layout and normal installation | Supervision; unusual access; premium time |  | Original estimating baseline; calibrate to company history |  |  | Yes | UNVERIFIED - MODEL BASELINE | Estim8r original model baseline | N/A | [7 empty] | NO | Do not use as an authoritative bid labor unit until verified against a permitted source or company production history.
EL-00232 | 26 | Raceways | Fittings | Install IMC Grounding bushing | 2 in | IMC | EA | 0.224 | 0.224 | 0.28 | 0.336 | Electrician |  | All | Both | Layout and normal installation | Supervision; unusual access; premium time |  | Original estimating baseline; calibrate to company history |  |  | Yes | UNVERIFIED - MODEL BASELINE | Estim8r original model baseline | N/A | [7 empty] | NO | Do not use as an authoritative bid labor unit until verified against a permitted source or company production history.
EL-00233 | 26 | Raceways | Fittings | Install IMC Locknut | 2 in | IMC | EA | 0.049 | 0.049 | 0.061 | 0.074 | Electrician |  | All | Both | Layout and normal installation | Supervision; unusual access; premium time |  | Original estimating baseline; calibrate to company history |  |  | Yes | UNVERIFIED - MODEL BASELINE | Estim8r original model baseline | N/A | [7 empty] | NO | Do not use as an authoritative bid labor unit until verified against a permitted source or company production history.
EL-00234 | 26 | Raceways | Fittings | Install IMC Sealing fitting | 2 in | IMC | EA | 0.77 | 0.77 | 0.963 | 1.155 | Electrician |  | All | Both | Layout and normal installation | Supervision; unusual access; premium time |  | Original estimating baseline; calibrate to company history |  |  | Yes | UNVERIFIED - MODEL BASELINE | Estim8r original model baseline | N/A | [7 empty] | NO | Do not use as an authoritative bid labor unit until verified against a permitted source or company production history.
EL-00235 | 26 | Raceways | Bending | Field bend IMC 90 | 2 in | IMC | EA | 0.297 | 0.297 | 0.371 | 0.446 | Electrician | Hand/mechanical/hydraulic bender | All | Both | Layout and normal installation | Supervision; unusual access; premium time |  | Original estimating baseline; calibrate to company history |  |  | Yes | UNVERIFIED - MODEL BASELINE | Estim8r original model baseline | N/A | [7 empty] | NO | Do not use as an authoritative bid labor unit until verified against a permitted source or company production history.
EL-00236 | 26 | Raceways | Bending | Field offset/kick IMC | 2 in | IMC | EA | 0.363 | 0.363 | 0.454 | 0.544 | Electrician | Hand/mechanical/hydraulic bender | All | Both | Layout and normal installation | Supervision; unusual access; premium time |  | Original estimating baseline; calibrate to company history |  |  | Yes | UNVERIFIED - MODEL BASELINE | Estim8r original model baseline | N/A | [7 empty] | NO | Do not use as an authoritative bid labor unit until verified against a permitted source or company production history.
EL-00237 | 26 | Raceways | Conduit Installation | Install IMC | 2-1/2 in | IMC | LF | 0.15525 | 0.15525 | 0.194 | 0.233 | Electrician |  | All | Both | Layout and normal installation | Supervision; unusual access; premium time | Straight-run baseline; fittings, supports, bends and penetrations can be separate line items. | Original estimating baseline; calibrate to company history |  |  | Yes | UNVERIFIED - MODEL BASELINE | Estim8r original model baseline | N/A | [7 empty] | NO | Do not use as an authoritative bid labor unit until verified against a permitted source or company production history.
EL-00238 | 26 | Raceways | Fittings | Install IMC Connector | 2-1/2 in | IMC | EA | 0.1184 | 0.1184 | 0.148 | 0.178 | Electrician |  | All | Both | Layout and normal installation | Supervision; unusual access; premium time |  | Original estimating baseline; calibrate to company history |  |  | Yes | UNVERIFIED - MODEL BASELINE | Estim8r original model baseline | N/A | [7 empty] | NO | Do not use as an authoritative bid labor unit until verified against a permitted source or company production history.
EL-00239 | 26 | Raceways | Fittings | Install IMC Coupling | 2-1/2 in | IMC | EA | 0.1036 | 0.1036 | 0.13 | 0.155 | Electrician |  | All | Both | Layout and normal installation | Supervision; unusual access; premium time |  | Original estimating baseline; calibrate to company history |  |  | Yes | UNVERIFIED - MODEL BASELINE | Estim8r original model baseline | N/A | [7 empty] | NO | Do not use as an authoritative bid labor unit until verified against a permitted source or company production history.
EL-00240 | 26 | Raceways | Fittings | Install IMC Factory elbow | 2-1/2 in | IMC | EA | 0.2664 | 0.2664 | 0.333 | 0.4 | Electrician |  | All | Both | Layout and normal installation | Supervision; unusual access; premium time |  | Original estimating baseline; calibrate to company history |  |  | Yes | UNVERIFIED - MODEL BASELINE | Estim8r original model baseline | N/A | [7 empty] | NO | Do not use as an authoritative bid labor unit until verified against a permitted source or company production history.
EL-00241 | 26 | Raceways | Fittings | Install IMC Conduit body | 2-1/2 in | IMC | EA | 0.3256 | 0.3256 | 0.407 | 0.488 | Electrician |  | All | Both | Layout and normal installation | Supervision; unusual access; premium time |  | Original estimating baseline; calibrate to company history |  |  | Yes | UNVERIFIED - MODEL BASELINE | Estim8r original model baseline | N/A | [7 empty] | NO | Do not use as an authoritative bid labor unit until verified against a permitted source or company production history.
EL-00242 | 26 | Raceways | Fittings | Install IMC Bushing | 2-1/2 in | IMC | EA | 0.074 | 0.074 | 0.092 | 0.111 | Electrician |  | All | Both | Layout and normal installation | Supervision; unusual access; premium time |  | Original estimating baseline; calibrate to company history |  |  | Yes | UNVERIFIED - MODEL BASELINE | Estim8r original model baseline | N/A | [7 empty] | NO | Do not use as an authoritative bid labor unit until verified against a permitted source or company production history.
EL-00243 | 26 | Raceways | Fittings | Install IMC Grounding bushing | 2-1/2 in | IMC | EA | 0.2368 | 0.2368 | 0.296 | 0.355 | Electrician |  | All | Both | Layout and normal installation | Supervision; unusual access; premium time |  | Original estimating baseline; calibrate to company history |  |  | Yes | UNVERIFIED - MODEL BASELINE | Estim8r original model baseline | N/A | [7 empty] | NO | Do not use as an authoritative bid labor unit until verified against a permitted source or company production history.
EL-00244 | 26 | Raceways | Fittings | Install IMC Locknut | 2-1/2 in | IMC | EA | 0.0518 | 0.0518 | 0.065 | 0.078 | Electrician |  | All | Both | Layout and normal installation | Supervision; unusual access; premium time |  | Original estimating baseline; calibrate to company history |  |  | Yes | UNVERIFIED - MODEL BASELINE | Estim8r original model baseline | N/A | [7 empty] | NO | Do not use as an authoritative bid labor unit until verified against a permitted source or company production history.
EL-00245 | 26 | Raceways | Fittings | Install IMC Sealing fitting | 2-1/2 in | IMC | EA | 0.814 | 0.814 | 1.018 | 1.221 | Electrician |  | All | Both | Layout and normal installation | Supervision; unusual access; premium time |  | Original estimating baseline; calibrate to company history |  |  | Yes | UNVERIFIED - MODEL BASELINE | Estim8r original model baseline | N/A | [7 empty] | NO | Do not use as an authoritative bid labor unit until verified against a permitted source or company production history.
EL-00246 | 26 | Raceways | Bending | Field bend IMC 90 | 2-1/2 in | IMC | EA | 0.3204 | 0.3204 | 0.401 | 0.481 | Electrician | Hand/mechanical/hydraulic bender | All | Both | Layout and normal installation | Supervision; unusual access; premium time |  | Original estimating baseline; calibrate to company history |  |  | Yes | UNVERIFIED - MODEL BASELINE | Estim8r original model baseline | N/A | [7 empty] | NO | Do not use as an authoritative bid labor unit until verified against a permitted source or company production history.
EL-00247 | 26 | Raceways | Bending | Field offset/kick IMC | 2-1/2 in | IMC | EA | 0.3916 | 0.3916 | 0.489 | 0.587 | Electrician | Hand/mechanical/hydraulic bender | All | Both | Layout and normal installation | Supervision; unusual access; premium time |  | Original estimating baseline; calibrate to company history |  |  | Yes | UNVERIFIED - MODEL BASELINE | Estim8r original model baseline | N/A | [7 empty] | NO | Do not use as an authoritative bid labor unit until verified against a permitted source or company production history.
EL-00248 | 26 | Raceways | Conduit Installation | Install IMC | 3 in | IMC | LF | 0.189 | 0.189 | 0.236 | 0.284 | Electrician |  | All | Both | Layout and normal installation | Supervision; unusual access; premium time | Straight-run baseline; fittings, supports, bends and penetrations can be separate line items. | Original estimating baseline; calibrate to company history |  |  | Yes | UNVERIFIED - MODEL BASELINE | Estim8r original model baseline | N/A | [7 empty] | NO | Do not use as an authoritative bid labor unit until verified against a permitted source or company production history.
EL-00249 | 26 | Raceways | Fittings | Install IMC Connector | 3 in | IMC | EA | 0.1248 | 0.1248 | 0.156 | 0.187 | Electrician |  | All | Both | Layout and normal installation | Supervision; unusual access; premium time |  | Original estimating baseline; calibrate to company history |  |  | Yes | UNVERIFIED - MODEL BASELINE | Estim8r original model baseline | N/A | [7 empty] | NO | Do not use as an authoritative bid labor unit until verified against a permitted source or company production history.
EL-00250 | 26 | Raceways | Fittings | Install IMC Coupling | 3 in | IMC | EA | 0.1092 | 0.1092 | 0.137 | 0.164 | Electrician |  | All | Both | Layout and normal installation | Supervision; unusual access; premium time |  | Original estimating baseline; calibrate to company history |  |  | Yes | UNVERIFIED - MODEL BASELINE | Estim8r original model baseline | N/A | [7 empty] | NO | Do not use as an authoritative bid labor unit until verified against a permitted source or company production history.
EL-00251 | 26 | Raceways | Fittings | Install IMC Factory elbow | 3 in | IMC | EA | 0.2808 | 0.2808 | 0.351 | 0.421 | Electrician |  | All | Both | Layout and normal installation | Supervision; unusual access; premium time |  | Original estimating baseline; calibrate to company history |  |  | Yes | UNVERIFIED - MODEL BASELINE | Estim8r original model baseline | N/A | [7 empty] | NO | Do not use as an authoritative bid labor unit until verified against a permitted source or company production history.
EL-00252 | 26 | Raceways | Fittings | Install IMC Conduit body | 3 in | IMC | EA | 0.3432 | 0.3432 | 0.429 | 0.515 | Electrician |  | All | Both | Layout and normal installation | Supervision; unusual access; premium time |  | Original estimating baseline; calibrate to company history |  |  | Yes | UNVERIFIED - MODEL BASELINE | Estim8r original model baseline | N/A | [7 empty] | NO | Do not use as an authoritative bid labor unit until verified against a permitted source or company production history.
EL-00253 | 26 | Raceways | Fittings | Install IMC Bushing | 3 in | IMC | EA | 0.078 | 0.078 | 0.098 | 0.117 | Electrician |  | All | Both | Layout and normal installation | Supervision; unusual access; premium time |  | Original estimating baseline; calibrate to company history |  |  | Yes | UNVERIFIED - MODEL BASELINE | Estim8r original model baseline | N/A | [7 empty] | NO | Do not use as an authoritative bid labor unit until verified against a permitted source or company production history.
EL-00254 | 26 | Raceways | Fittings | Install IMC Grounding bushing | 3 in | IMC | EA | 0.2496 | 0.2496 | 0.312 | 0.374 | Electrician |  | All | Both | Layout and normal installation | Supervision; unusual access; premium time |  | Original estimating baseline; calibrate to company history |  |  | Yes | UNVERIFIED - MODEL BASELINE | Estim8r original model baseline | N/A | [7 empty] | NO | Do not use as an authoritative bid labor unit until verified against a permitted source or company production history.
EL-00255 | 26 | Raceways | Fittings | Install IMC Locknut | 3 in | IMC | EA | 0.0546 | 0.0546 | 0.068 | 0.082 | Electrician |  | All | Both | Layout and normal installation | Supervision; unusual access; premium time |  | Original estimating baseline; calibrate to company history |  |  | Yes | UNVERIFIED - MODEL BASELINE | Estim8r original model baseline | N/A | [7 empty] | NO | Do not use as an authoritative bid labor unit until verified against a permitted source or company production history.
EL-00256 | 26 | Raceways | Fittings | Install IMC Sealing fitting | 3 in | IMC | EA | 0.858 | 0.858 | 1.073 | 1.287 | Electrician |  | All | Both | Layout and normal installation | Supervision; unusual access; premium time |  | Original estimating baseline; calibrate to company history |  |  | Yes | UNVERIFIED - MODEL BASELINE | Estim8r original model baseline | N/A | [7 empty] | NO | Do not use as an authoritative bid labor unit until verified against a permitted source or company production history.
EL-00257 | 26 | Raceways | Bending | Field bend IMC 90 | 3 in | IMC | EA | 0.3438 | 0.3438 | 0.43 | 0.516 | Electrician | Hand/mechanical/hydraulic bender | All | Both | Layout and normal installation | Supervision; unusual access; premium time |  | Original estimating baseline; calibrate to company history |  |  | Yes | UNVERIFIED - MODEL BASELINE | Estim8r original model baseline | N/A | [7 empty] | NO | Do not use as an authoritative bid labor unit until verified against a permitted source or company production history.
EL-00258 | 26 | Raceways | Bending | Field offset/kick IMC | 3 in | IMC | EA | 0.4202 | 0.4202 | 0.525 | 0.63 | Electrician | Hand/mechanical/hydraulic bender | All | Both | Layout and normal installation | Supervision; unusual access; premium time |  | Original estimating baseline; calibrate to company history |  |  | Yes | UNVERIFIED - MODEL BASELINE | Estim8r original model baseline | N/A | [7 empty] | NO | Do not use as an authoritative bid labor unit until verified against a permitted source or company production history.
EL-00259 | 26 | Raceways | Conduit Installation | Install IMC | 3-1/2 in | IMC | LF | 0.22275 | 0.22275 | 0.278 | 0.334 | Electrician |  | All | Both | Layout and normal installation | Supervision; unusual access; premium time | Straight-run baseline; fittings, supports, bends and penetrations can be separate line items. | Original estimating baseline; calibrate to company history |  |  | Yes | UNVERIFIED - MODEL BASELINE | Estim8r original model baseline | N/A | [7 empty] | NO | Do not use as an authoritative bid labor unit until verified against a permitted source or company production history.
EL-00260 | 26 | Raceways | Fittings | Install IMC Connector | 3-1/2 in | IMC | EA | 0.1312 | 0.1312 | 0.164 | 0.197 | Electrician |  | All | Both | Layout and normal installation | Supervision; unusual access; premium time |  | Original estimating baseline; calibrate to company history |  |  | Yes | UNVERIFIED - MODEL BASELINE | Estim8r original model baseline | N/A | [7 empty] | NO | Do not use as an authoritative bid labor unit until verified against a permitted source or company production history.
EL-00261 | 26 | Raceways | Fittings | Install IMC Coupling | 3-1/2 in | IMC | EA | 0.1148 | 0.1148 | 0.144 | 0.172 | Electrician |  | All | Both | Layout and normal installation | Supervision; unusual access; premium time |  | Original estimating baseline; calibrate to company history |  |  | Yes | UNVERIFIED - MODEL BASELINE | Estim8r original model baseline | N/A | [7 empty] | NO | Do not use as an authoritative bid labor unit until verified against a permitted source or company production history.
EL-00262 | 26 | Raceways | Fittings | Install IMC Factory elbow | 3-1/2 in | IMC | EA | 0.2952 | 0.2952 | 0.369 | 0.443 | Electrician |  | All | Both | Layout and normal installation | Supervision; unusual access; premium time |  | Original estimating baseline; calibrate to company history |  |  | Yes | UNVERIFIED - MODEL BASELINE | Estim8r original model baseline | N/A | [7 empty] | NO | Do not use as an authoritative bid labor unit until verified against a permitted source or company production history.
EL-00263 | 26 | Raceways | Fittings | Install IMC Conduit body | 3-1/2 in | IMC | EA | 0.3608 | 0.3608 | 0.451 | 0.541 | Electrician |  | All | Both | Layout and normal installation | Supervision; unusual access; premium time |  | Original estimating baseline; calibrate to company history |  |  | Yes | UNVERIFIED - MODEL BASELINE | Estim8r original model baseline | N/A | [7 empty] | NO | Do not use as an authoritative bid labor unit until verified against a permitted source or company production history.
EL-00264 | 26 | Raceways | Fittings | Install IMC Bushing | 3-1/2 in | IMC | EA | 0.082 | 0.082 | 0.103 | 0.123 | Electrician |  | All | Both | Layout and normal installation | Supervision; unusual access; premium time |  | Original estimating baseline; calibrate to company history |  |  | Yes | UNVERIFIED - MODEL BASELINE | Estim8r original model baseline | N/A | [7 empty] | NO | Do not use as an authoritative bid labor unit until verified against a permitted source or company production history.
EL-00265 | 26 | Raceways | Fittings | Install IMC Grounding bushing | 3-1/2 in | IMC | EA | 0.2624 | 0.2624 | 0.328 | 0.394 | Electrician |  | All | Both | Layout and normal installation | Supervision; unusual access; premium time |  | Original estimating baseline; calibrate to company history |  |  | Yes | UNVERIFIED - MODEL BASELINE | Estim8r original model baseline | N/A | [7 empty] | NO | Do not use as an authoritative bid labor unit until verified against a permitted source or company production history.
EL-00266 | 26 | Raceways | Fittings | Install IMC Locknut | 3-1/2 in | IMC | EA | 0.0574 | 0.0574 | 0.072 | 0.086 | Electrician |  | All | Both | Layout and normal installation | Supervision; unusual access; premium time |  | Original estimating baseline; calibrate to company history |  |  | Yes | UNVERIFIED - MODEL BASELINE | Estim8r original model baseline | N/A | [7 empty] | NO | Do not use as an authoritative bid labor unit until verified against a permitted source or company production history.
EL-00267 | 26 | Raceways | Fittings | Install IMC Sealing fitting | 3-1/2 in | IMC | EA | 0.902 | 0.902 | 1.128 | 1.353 | Electrician |  | All | Both | Layout and normal installation | Supervision; unusual access; premium time |  | Original estimating baseline; calibrate to company history |  |  | Yes | UNVERIFIED - MODEL BASELINE | Estim8r original model baseline | N/A | [7 empty] | NO | Do not use as an authoritative bid labor unit until verified against a permitted source or company production history.
EL-00268 | 26 | Raceways | Bending | Field bend IMC 90 | 3-1/2 in | IMC | EA | 0.3672 | 0.3672 | 0.459 | 0.551 | Electrician | Hand/mechanical/hydraulic bender | All | Both | Layout and normal installation | Supervision; unusual access; premium time |  | Original estimating baseline; calibrate to company history |  |  | Yes | UNVERIFIED - MODEL BASELINE | Estim8r original model baseline | N/A | [7 empty] | NO | Do not use as an authoritative bid labor unit until verified against a permitted source or company production history.
EL-00269 | 26 | Raceways | Bending | Field offset/kick IMC | 3-1/2 in | IMC | EA | 0.4488 | 0.4488 | 0.561 | 0.673 | Electrician | Hand/mechanical/hydraulic bender | All | Both | Layout and normal installation | Supervision; unusual access; premium time |  | Original estimating baseline; calibrate to company history |  |  | Yes | UNVERIFIED - MODEL BASELINE | Estim8r original model baseline | N/A | [7 empty] | NO | Do not use as an authoritative bid labor unit until verified against a permitted source or company production history.
EL-00270 | 26 | Raceways | Conduit Installation | Install IMC | 4 in | IMC | LF | 0.2565 | 0.2565 | 0.321 | 0.385 | Electrician |  | All | Both | Layout and normal installation | Supervision; unusual access; premium time | Straight-run baseline; fittings, supports, bends and penetrations can be separate line items. | Original estimating baseline; calibrate to company history |  |  | Yes | UNVERIFIED - MODEL BASELINE | Estim8r original model baseline | N/A | [7 empty] | NO | Do not use as an authoritative bid labor unit until verified against a permitted source or company production history.
EL-00271 | 26 | Raceways | Fittings | Install IMC Connector | 4 in | IMC | EA | 0.1376 | 0.1376 | 0.172 | 0.206 | Electrician |  | All | Both | Layout and normal installation | Supervision; unusual access; premium time |  | Original estimating baseline; calibrate to company history |  |  | Yes | UNVERIFIED - MODEL BASELINE | Estim8r original model baseline | N/A | [7 empty] | NO | Do not use as an authoritative bid labor unit until verified against a permitted source or company production history.
EL-00272 | 26 | Raceways | Fittings | Install IMC Coupling | 4 in | IMC | EA | 0.1204 | 0.1204 | 0.151 | 0.181 | Electrician |  | All | Both | Layout and normal installation | Supervision; unusual access; premium time |  | Original estimating baseline; calibrate to company history |  |  | Yes | UNVERIFIED - MODEL BASELINE | Estim8r original model baseline | N/A | [7 empty] | NO | Do not use as an authoritative bid labor unit until verified against a permitted source or company production history.
EL-00273 | 26 | Raceways | Fittings | Install IMC Factory elbow | 4 in | IMC | EA | 0.3096 | 0.3096 | 0.387 | 0.464 | Electrician |  | All | Both | Layout and normal installation | Supervision; unusual access; premium time |  | Original estimating baseline; calibrate to company history |  |  | Yes | UNVERIFIED - MODEL BASELINE | Estim8r original model baseline | N/A | [7 empty] | NO | Do not use as an authoritative bid labor unit until verified against a permitted source or company production history.
EL-00274 | 26 | Raceways | Fittings | Install IMC Conduit body | 4 in | IMC | EA | 0.3784 | 0.3784 | 0.473 | 0.568 | Electrician |  | All | Both | Layout and normal installation | Supervision; unusual access; premium time |  | Original estimating baseline; calibrate to company history |  |  | Yes | UNVERIFIED - MODEL BASELINE | Estim8r original model baseline | N/A | [7 empty] | NO | Do not use as an authoritative bid labor unit until verified against a permitted source or company production history.
EL-00275 | 26 | Raceways | Fittings | Install IMC Bushing | 4 in | IMC | EA | 0.086 | 0.086 | 0.108 | 0.129 | Electrician |  | All | Both | Layout and normal installation | Supervision; unusual access; premium time |  | Original estimating baseline; calibrate to company history |  |  | Yes | UNVERIFIED - MODEL BASELINE | Estim8r original model baseline | N/A | [7 empty] | NO | Do not use as an authoritative bid labor unit until verified against a permitted source or company production history.
EL-00276 | 26 | Raceways | Fittings | Install IMC Grounding bushing | 4 in | IMC | EA | 0.2752 | 0.2752 | 0.344 | 0.413 | Electrician |  | All | Both | Layout and normal installation | Supervision; unusual access; premium time |  | Original estimating baseline; calibrate to company history |  |  | Yes | UNVERIFIED - MODEL BASELINE | Estim8r original model baseline | N/A | [7 empty] | NO | Do not use as an authoritative bid labor unit until verified against a permitted source or company production history.
EL-00277 | 26 | Raceways | Fittings | Install IMC Locknut | 4 in | IMC | EA | 0.0602 | 0.0602 | 0.075 | 0.09 | Electrician |  | All | Both | Layout and normal installation | Supervision; unusual access; premium time |  | Original estimating baseline; calibrate to company history |  |  | Yes | UNVERIFIED - MODEL BASELINE | Estim8r original model baseline | N/A | [7 empty] | NO | Do not use as an authoritative bid labor unit until verified against a permitted source or company production history.
EL-00278 | 26 | Raceways | Fittings | Install IMC Sealing fitting | 4 in | IMC | EA | 0.946 | 0.946 | 1.183 | 1.419 | Electrician |  | All | Both | Layout and normal installation | Supervision; unusual access; premium time |  | Original estimating baseline; calibrate to company history |  |  | Yes | UNVERIFIED - MODEL BASELINE | Estim8r original model baseline | N/A | [7 empty] | NO | Do not use as an authoritative bid labor unit until verified against a permitted source or company production history.
EL-00279 | 26 | Raceways | Bending | Field bend IMC 90 | 4 in | IMC | EA | 0.3906 | 0.3906 | 0.488 | 0.586 | Electrician | Hand/mechanical/hydraulic bender | All | Both | Layout and normal installation | Supervision; unusual access; premium time |  | Original estimating baseline; calibrate to company history |  |  | Yes | UNVERIFIED - MODEL BASELINE | Estim8r original model baseline | N/A | [7 empty] | NO | Do not use as an authoritative bid labor unit until verified against a permitted source or company production history.
EL-00280 | 26 | Raceways | Bending | Field offset/kick IMC | 4 in | IMC | EA | 0.4774 | 0.4774 | 0.597 | 0.716 | Electrician | Hand/mechanical/hydraulic bender | All | Both | Layout and normal installation | Supervision; unusual access; premium time |  | Original estimating baseline; calibrate to company history |  |  | Yes | UNVERIFIED - MODEL BASELINE | Estim8r original model baseline | N/A | [7 empty] | NO | Do not use as an authoritative bid labor unit until verified against a permitted source or company production history.
EL-00281 | 26 | Raceways | Conduit Installation | Install IMC | 5 in | IMC | LF | 0.3375 | 0.3375 | 0.422 | 0.506 | Electrician |  | All | Both | Layout and normal installation | Supervision; unusual access; premium time | Straight-run baseline; fittings, supports, bends and penetrations can be separate line items. | Original estimating baseline; calibrate to company history |  |  | Yes | UNVERIFIED - MODEL BASELINE | Estim8r original model baseline | N/A | [7 empty] | NO | Do not use as an authoritative bid labor unit until verified against a permitted source or company production history.
EL-00282 | 26 | Raceways | Fittings | Install IMC Connector | 5 in | IMC | EA | 0.144 | 0.144 | 0.18 | 0.216 | Electrician |  | All | Both | Layout and normal installation | Supervision; unusual access; premium time |  | Original estimating baseline; calibrate to company history |  |  | Yes | UNVERIFIED - MODEL BASELINE | Estim8r original model baseline | N/A | [7 empty] | NO | Do not use as an authoritative bid labor unit until verified against a permitted source or company production history.
EL-00283 | 26 | Raceways | Fittings | Install IMC Coupling | 5 in | IMC | EA | 0.126 | 0.126 | 0.158 | 0.189 | Electrician |  | All | Both | Layout and normal installation | Supervision; unusual access; premium time |  | Original estimating baseline; calibrate to company history |  |  | Yes | UNVERIFIED - MODEL BASELINE | Estim8r original model baseline | N/A | [7 empty] | NO | Do not use as an authoritative bid labor unit until verified against a permitted source or company production history.
EL-00284 | 26 | Raceways | Fittings | Install IMC Factory elbow | 5 in | IMC | EA | 0.324 | 0.324 | 0.405 | 0.486 | Electrician |  | All | Both | Layout and normal installation | Supervision; unusual access; premium time |  | Original estimating baseline; calibrate to company history |  |  | Yes | UNVERIFIED - MODEL BASELINE | Estim8r original model baseline | N/A | [7 empty] | NO | Do not use as an authoritative bid labor unit until verified against a permitted source or company production history.
EL-00285 | 26 | Raceways | Fittings | Install IMC Conduit body | 5 in | IMC | EA | 0.396 | 0.396 | 0.495 | 0.594 | Electrician |  | All | Both | Layout and normal installation | Supervision; unusual access; premium time |  | Original estimating baseline; calibrate to company history |  |  | Yes | UNVERIFIED - MODEL BASELINE | Estim8r original model baseline | N/A | [7 empty] | NO | Do not use as an authoritative bid labor unit until verified against a permitted source or company production history.
EL-00286 | 26 | Raceways | Fittings | Install IMC Bushing | 5 in | IMC | EA | 0.09 | 0.09 | 0.113 | 0.135 | Electrician |  | All | Both | Layout and normal installation | Supervision; unusual access; premium time |  | Original estimating baseline; calibrate to company history |  |  | Yes | UNVERIFIED - MODEL BASELINE | Estim8r original model baseline | N/A | [7 empty] | NO | Do not use as an authoritative bid labor unit until verified against a permitted source or company production history.
EL-00287 | 26 | Raceways | Fittings | Install IMC Grounding bushing | 5 in | IMC | EA | 0.288 | 0.288 | 0.36 | 0.432 | Electrician |  | All | Both | Layout and normal installation | Supervision; unusual access; premium time |  | Original estimating baseline; calibrate to company history |  |  | Yes | UNVERIFIED - MODEL BASELINE | Estim8r original model baseline | N/A | [7 empty] | NO | Do not use as an authoritative bid labor unit until verified against a permitted source or company production history.
EL-00288 | 26 | Raceways | Fittings | Install IMC Locknut | 5 in | IMC | EA | 0.063 | 0.063 | 0.079 | 0.095 | Electrician |  | All | Both | Layout and normal installation | Supervision; unusual access; premium time |  | Original estimating baseline; calibrate to company history |  |  | Yes | UNVERIFIED - MODEL BASELINE | Estim8r original model baseline | N/A | [7 empty] | NO | Do not use as an authoritative bid labor unit until verified against a permitted source or company production history.
EL-00289 | 26 | Raceways | Fittings | Install IMC Sealing fitting | 5 in | IMC | EA | 0.99 | 0.99 | 1.238 | 1.485 | Electrician |  | All | Both | Layout and normal installation | Supervision; unusual access; premium time |  | Original estimating baseline; calibrate to company history |  |  | Yes | UNVERIFIED - MODEL BASELINE | Estim8r original model baseline | N/A | [7 empty] | NO | Do not use as an authoritative bid labor unit until verified against a permitted source or company production history.
EL-00290 | 26 | Raceways | Bending | Field bend IMC 90 | 5 in | IMC | EA | 0.414 | 0.414 | 0.517 | 0.621 | Electrician | Hand/mechanical/hydraulic bender | All | Both | Layout and normal installation | Supervision; unusual access; premium time |  | Original estimating baseline; calibrate to company history |  |  | Yes | UNVERIFIED - MODEL BASELINE | Estim8r original model baseline | N/A | [7 empty] | NO | Do not use as an authoritative bid labor unit until verified against a permitted source or company production history.
EL-00291 | 26 | Raceways | Bending | Field offset/kick IMC | 5 in | IMC | EA | 0.506 | 0.506 | 0.633 | 0.759 | Electrician | Hand/mechanical/hydraulic bender | All | Both | Layout and normal installation | Supervision; unusual access; premium time |  | Original estimating baseline; calibrate to company history |  |  | Yes | UNVERIFIED - MODEL BASELINE | Estim8r original model baseline | N/A | [7 empty] | NO | Do not use as an authoritative bid labor unit until verified against a permitted source or company production history.
EL-00292 | 26 | Raceways | Conduit Installation | Install IMC | 6 in | IMC | LF | 0.432 | 0.432 | 0.54 | 0.648 | Electrician |  | All | Both | Layout and normal installation | Supervision; unusual access; premium time | Straight-run baseline; fittings, supports, bends and penetrations can be separate line items. | Original estimating baseline; calibrate to company history |  |  | Yes | UNVERIFIED - MODEL BASELINE | Estim8r original model baseline | N/A | [7 empty] | NO | Do not use as an authoritative bid labor unit until verified against a permitted source or company production history.
EL-00293 | 26 | Raceways | Fittings | Install IMC Connector | 6 in | IMC | EA | 0.1504 | 0.1504 | 0.188 | 0.226 | Electrician |  | All | Both | Layout and normal installation | Supervision; unusual access; premium time |  | Original estimating baseline; calibrate to company history |  |  | Yes | UNVERIFIED - MODEL BASELINE | Estim8r original model baseline | N/A | [7 empty] | NO | Do not use as an authoritative bid labor unit until verified against a permitted source or company production history.
EL-00294 | 26 | Raceways | Fittings | Install IMC Coupling | 6 in | IMC | EA | 0.1316 | 0.1316 | 0.164 | 0.197 | Electrician |  | All | Both | Layout and normal installation | Supervision; unusual access; premium time |  | Original estimating baseline; calibrate to company history |  |  | Yes | UNVERIFIED - MODEL BASELINE | Estim8r original model baseline | N/A | [7 empty] | NO | Do not use as an authoritative bid labor unit until verified against a permitted source or company production history.
EL-00295 | 26 | Raceways | Fittings | Install IMC Factory elbow | 6 in | IMC | EA | 0.3384 | 0.3384 | 0.423 | 0.508 | Electrician |  | All | Both | Layout and normal installation | Supervision; unusual access; premium time |  | Original estimating baseline; calibrate to company history |  |  | Yes | UNVERIFIED - MODEL BASELINE | Estim8r original model baseline | N/A | [7 empty] | NO | Do not use as an authoritative bid labor unit until verified against a permitted source or company production history.
EL-00296 | 26 | Raceways | Fittings | Install IMC Conduit body | 6 in | IMC | EA | 0.4136 | 0.4136 | 0.517 | 0.62 | Electrician |  | All | Both | Layout and normal installation | Supervision; unusual access; premium time |  | Original estimating baseline; calibrate to company history |  |  | Yes | UNVERIFIED - MODEL BASELINE | Estim8r original model baseline | N/A | [7 empty] | NO | Do not use as an authoritative bid labor unit until verified against a permitted source or company production history.
EL-00297 | 26 | Raceways | Fittings | Install IMC Bushing | 6 in | IMC | EA | 0.094 | 0.094 | 0.117 | 0.141 | Electrician |  | All | Both | Layout and normal installation | Supervision; unusual access; premium time |  | Original estimating baseline; calibrate to company history |  |  | Yes | UNVERIFIED - MODEL BASELINE | Estim8r original model baseline | N/A | [7 empty] | NO | Do not use as an authoritative bid labor unit until verified against a permitted source or company production history.
EL-00298 | 26 | Raceways | Fittings | Install IMC Grounding bushing | 6 in | IMC | EA | 0.3008 | 0.3008 | 0.376 | 0.451 | Electrician |  | All | Both | Layout and normal installation | Supervision; unusual access; premium time |  | Original estimating baseline; calibrate to company history |  |  | Yes | UNVERIFIED - MODEL BASELINE | Estim8r original model baseline | N/A | [7 empty] | NO | Do not use as an authoritative bid labor unit until verified against a permitted source or company production history.
EL-00299 | 26 | Raceways | Fittings | Install IMC Locknut | 6 in | IMC | EA | 0.0658 | 0.0658 | 0.082 | 0.099 | Electrician |  | All | Both | Layout and normal installation | Supervision; unusual access; premium time |  | Original estimating baseline; calibrate to company history |  |  | Yes | UNVERIFIED - MODEL BASELINE | Estim8r original model baseline | N/A | [7 empty] | NO | Do not use as an authoritative bid labor unit until verified against a permitted source or company production history.
EL-00300 | 26 | Raceways | Fittings | Install IMC Sealing fitting | 6 in | IMC | EA | 1.034 | 1.034 | 1.292 | 1.551 | Electrician |  | All | Both | Layout and normal installation | Supervision; unusual access; premium time |  | Original estimating baseline; calibrate to company history |  |  | Yes | UNVERIFIED - MODEL BASELINE | Estim8r original model baseline | N/A | [7 empty] | NO | Do not use as an authoritative bid labor unit until verified against a permitted source or company production history.
EL-00301 | 26 | Raceways | Bending | Field bend IMC 90 | 6 in | IMC | EA | 0.4374 | 0.4374 | 0.547 | 0.656 | Electrician | Hand/mechanical/hydraulic bender | All | Both | Layout and normal installation | Supervision; unusual access; premium time |  | Original estimating baseline; calibrate to company history |  |  | Yes | UNVERIFIED - MODEL BASELINE | Estim8r original model baseline | N/A | [7 empty] | NO | Do not use as an authoritative bid labor unit until verified against a permitted source or company production history.
EL-00302 | 26 | Raceways | Bending | Field offset/kick IMC | 6 in | IMC | EA | 0.5346 | 0.5346 | 0.668 | 0.802 | Electrician | Hand/mechanical/hydraulic bender | All | Both | Layout and normal installation | Supervision; unusual access; premium time |  | Original estimating baseline; calibrate to company history |  |  | Yes | UNVERIFIED - MODEL BASELINE | Estim8r original model baseline | N/A | [7 empty] | NO | Do not use as an authoritative bid labor unit until verified against a permitted source or company production history.
EL-00303 | 26 | Raceways | Conduit Installation | Install RMC Steel | 1/2 in | RMC Steel | LF | 0.057 | 0.057 | 0.071 | 0.085 | Electrician |  | All | Both | Layout and normal installation | Supervision; unusual access; premium time | Straight-run baseline; fittings, supports, bends and penetrations can be separate line items. | Original estimating baseline; calibrate to company history |  |  | Yes | UNVERIFIED - MODEL BASELINE | Estim8r original model baseline | N/A | [7 empty] | NO | Do not use as an authoritative bid labor unit until verified against a permitted source or company production history.
EL-00304 | 26 | Raceways | Fittings | Install RMC Steel Connector | 1/2 in | RMC Steel | EA | 0.08 | 0.08 | 0.1 | 0.12 | Electrician |  | All | Both | Layout and normal installation | Supervision; unusual access; premium time |  | Original estimating baseline; calibrate to company history |  |  | Yes | UNVERIFIED - MODEL BASELINE | Estim8r original model baseline | N/A | [7 empty] | NO | Do not use as an authoritative bid labor unit until verified against a permitted source or company production history.
EL-00305 | 26 | Raceways | Fittings | Install RMC Steel Coupling | 1/2 in | RMC Steel | EA | 0.07 | 0.07 | 0.088 | 0.105 | Electrician |  | All | Both | Layout and normal installation | Supervision; unusual access; premium time |  | Original estimating baseline; calibrate to company history |  |  | Yes | UNVERIFIED - MODEL BASELINE | Estim8r original model baseline | N/A | [7 empty] | NO | Do not use as an authoritative bid labor unit until verified against a permitted source or company production history.
EL-00306 | 26 | Raceways | Fittings | Install RMC Steel Factory elbow | 1/2 in | RMC Steel | EA | 0.18 | 0.18 | 0.225 | 0.27 | Electrician |  | All | Both | Layout and normal installation | Supervision; unusual access; premium time |  | Original estimating baseline; calibrate to company history |  |  | Yes | UNVERIFIED - MODEL BASELINE | Estim8r original model baseline | N/A | [7 empty] | NO | Do not use as an authoritative bid labor unit until verified against a permitted source or company production history.
EL-00307 | 26 | Raceways | Fittings | Install RMC Steel Conduit body | 1/2 in | RMC Steel | EA | 0.22 | 0.22 | 0.275 | 0.33 | Electrician |  | All | Both | Layout and normal installation | Supervision; unusual access; premium time |  | Original estimating baseline; calibrate to company history |  |  | Yes | UNVERIFIED - MODEL BASELINE | Estim8r original model baseline | N/A | [7 empty] | NO | Do not use as an authoritative bid labor unit until verified against a permitted source or company production history.
EL-00308 | 26 | Raceways | Fittings | Install RMC Steel Bushing | 1/2 in | RMC Steel | EA | 0.05 | 0.05 | 0.062 | 0.075 | Electrician |  | All | Both | Layout and normal installation | Supervision; unusual access; premium time |  | Original estimating baseline; calibrate to company history |  |  | Yes | UNVERIFIED - MODEL BASELINE | Estim8r original model baseline | N/A | [7 empty] | NO | Do not use as an authoritative bid labor unit until verified against a permitted source or company production history.
EL-00309 | 26 | Raceways | Fittings | Install RMC Steel Grounding bushing | 1/2 in | RMC Steel | EA | 0.16 | 0.16 | 0.2 | 0.24 | Electrician |  | All | Both | Layout and normal installation | Supervision; unusual access; premium time |  | Original estimating baseline; calibrate to company history |  |  | Yes | UNVERIFIED - MODEL BASELINE | Estim8r original model baseline | N/A | [7 empty] | NO | Do not use as an authoritative bid labor unit until verified against a permitted source or company production history.
EL-00310 | 26 | Raceways | Fittings | Install RMC Steel Locknut | 1/2 in | RMC Steel | EA | 0.035 | 0.035 | 0.044 | 0.053 | Electrician |  | All | Both | Layout and normal installation | Supervision; unusual access; premium time |  | Original estimating baseline; calibrate to company history |  |  | Yes | UNVERIFIED - MODEL BASELINE | Estim8r original model baseline | N/A | [7 empty] | NO | Do not use as an authoritative bid labor unit until verified against a permitted source or company production history.
EL-00311 | 26 | Raceways | Fittings | Install RMC Steel Sealing fitting | 1/2 in | RMC Steel | EA | 0.55 | 0.55 | 0.688 | 0.825 | Electrician |  | All | Both | Layout and normal installation | Supervision; unusual access; premium time |  | Original estimating baseline; calibrate to company history |  |  | Yes | UNVERIFIED - MODEL BASELINE | Estim8r original model baseline | N/A | [7 empty] | NO | Do not use as an authoritative bid labor unit until verified against a permitted source or company production history.
EL-00312 | 26 | Raceways | Bending | Field bend RMC Steel 90 | 1/2 in | RMC Steel | EA | 0.18 | 0.18 | 0.225 | 0.27 | Electrician | Hand/mechanical/hydraulic bender | All | Both | Layout and normal installation | Supervision; unusual access; premium time |  | Original estimating baseline; calibrate to company history |  |  | Yes | UNVERIFIED - MODEL BASELINE | Estim8r original model baseline | N/A | [7 empty] | NO | Do not use as an authoritative bid labor unit until verified against a permitted source or company production history.
EL-00313 | 26 | Raceways | Bending | Field offset/kick RMC Steel | 1/2 in | RMC Steel | EA | 0.22 | 0.22 | 0.275 | 0.33 | Electrician | Hand/mechanical/hydraulic bender | All | Both | Layout and normal installation | Supervision; unusual access; premium time |  | Original estimating baseline; calibrate to company history |  |  | Yes | UNVERIFIED - MODEL BASELINE | Estim8r original model baseline | N/A | [7 empty] | NO | Do not use as an authoritative bid labor unit until verified against a permitted source or company production history.
EL-00314 | 26 | Raceways | Conduit Installation | Install RMC Steel | 3/4 in | RMC Steel | LF | 0.0675 | 0.0675 | 0.084 | 0.101 | Electrician |  | All | Both | Layout and normal installation | Supervision; unusual access; premium time | Straight-run baseline; fittings, supports, bends and penetrations can be separate line items. | Original estimating baseline; calibrate to company history |  |  | Yes | UNVERIFIED - MODEL BASELINE | Estim8r original model baseline | N/A | [7 empty] | NO | Do not use as an authoritative bid labor unit until verified against a permitted source or company production history.
EL-00315 | 26 | Raceways | Fittings | Install RMC Steel Connector | 3/4 in | RMC Steel | EA | 0.0864 | 0.0864 | 0.108 | 0.13 | Electrician |  | All | Both | Layout and normal installation | Supervision; unusual access; premium time |  | Original estimating baseline; calibrate to company history |  |  | Yes | UNVERIFIED - MODEL BASELINE | Estim8r original model baseline | N/A | [7 empty] | NO | Do not use as an authoritative bid labor unit until verified against a permitted source or company production history.
EL-00316 | 26 | Raceways | Fittings | Install RMC Steel Coupling | 3/4 in | RMC Steel | EA | 0.0756 | 0.0756 | 0.095 | 0.113 | Electrician |  | All | Both | Layout and normal installation | Supervision; unusual access; premium time |  | Original estimating baseline; calibrate to company history |  |  | Yes | UNVERIFIED - MODEL BASELINE | Estim8r original model baseline | N/A | [7 empty] | NO | Do not use as an authoritative bid labor unit until verified against a permitted source or company production history.
EL-00317 | 26 | Raceways | Fittings | Install RMC Steel Factory elbow | 3/4 in | RMC Steel | EA | 0.1944 | 0.1944 | 0.243 | 0.292 | Electrician |  | All | Both | Layout and normal installation | Supervision; unusual access; premium time |  | Original estimating baseline; calibrate to company history |  |  | Yes | UNVERIFIED - MODEL BASELINE | Estim8r original model baseline | N/A | [7 empty] | NO | Do not use as an authoritative bid labor unit until verified against a permitted source or company production history.
EL-00318 | 26 | Raceways | Fittings | Install RMC Steel Conduit body | 3/4 in | RMC Steel | EA | 0.2376 | 0.2376 | 0.297 | 0.356 | Electrician |  | All | Both | Layout and normal installation | Supervision; unusual access; premium time |  | Original estimating baseline; calibrate to company history |  |  | Yes | UNVERIFIED - MODEL BASELINE | Estim8r original model baseline | N/A | [7 empty] | NO | Do not use as an authoritative bid labor unit until verified against a permitted source or company production history.
EL-00319 | 26 | Raceways | Fittings | Install RMC Steel Bushing | 3/4 in | RMC Steel | EA | 0.054 | 0.054 | 0.068 | 0.081 | Electrician |  | All | Both | Layout and normal installation | Supervision; unusual access; premium time |  | Original estimating baseline; calibrate to company history |  |  | Yes | UNVERIFIED - MODEL BASELINE | Estim8r original model baseline | N/A | [7 empty] | NO | Do not use as an authoritative bid labor unit until verified against a permitted source or company production history.
EL-00320 | 26 | Raceways | Fittings | Install RMC Steel Grounding bushing | 3/4 in | RMC Steel | EA | 0.1728 | 0.1728 | 0.216 | 0.259 | Electrician |  | All | Both | Layout and normal installation | Supervision; unusual access; premium time |  | Original estimating baseline; calibrate to company history |  |  | Yes | UNVERIFIED - MODEL BASELINE | Estim8r original model baseline | N/A | [7 empty] | NO | Do not use as an authoritative bid labor unit until verified against a permitted source or company production history.
EL-00321 | 26 | Raceways | Fittings | Install RMC Steel Locknut | 3/4 in | RMC Steel | EA | 0.0378 | 0.0378 | 0.047 | 0.057 | Electrician |  | All | Both | Layout and normal installation | Supervision; unusual access; premium time |  | Original estimating baseline; calibrate to company history |  |  | Yes | UNVERIFIED - MODEL BASELINE | Estim8r original model baseline | N/A | [7 empty] | NO | Do not use as an authoritative bid labor unit until verified against a permitted source or company production history.
EL-00322 | 26 | Raceways | Fittings | Install RMC Steel Sealing fitting | 3/4 in | RMC Steel | EA | 0.594 | 0.594 | 0.743 | 0.891 | Electrician |  | All | Both | Layout and normal installation | Supervision; unusual access; premium time |  | Original estimating baseline; calibrate to company history |  |  | Yes | UNVERIFIED - MODEL BASELINE | Estim8r original model baseline | N/A | [7 empty] | NO | Do not use as an authoritative bid labor unit until verified against a permitted source or company production history.
EL-00323 | 26 | Raceways | Bending | Field bend RMC Steel 90 | 3/4 in | RMC Steel | EA | 0.2034 | 0.2034 | 0.254 | 0.305 | Electrician | Hand/mechanical/hydraulic bender | All | Both | Layout and normal installation | Supervision; unusual access; premium time |  | Original estimating baseline; calibrate to company history |  |  | Yes | UNVERIFIED - MODEL BASELINE | Estim8r original model baseline | N/A | [7 empty] | NO | Do not use as an authoritative bid labor unit until verified against a permitted source or company production history.
EL-00324 | 26 | Raceways | Bending | Field offset/kick RMC Steel | 3/4 in | RMC Steel | EA | 0.2486 | 0.2486 | 0.311 | 0.373 | Electrician | Hand/mechanical/hydraulic bender | All | Both | Layout and normal installation | Supervision; unusual access; premium time |  | Original estimating baseline; calibrate to company history |  |  | Yes | UNVERIFIED - MODEL BASELINE | Estim8r original model baseline | N/A | [7 empty] | NO | Do not use as an authoritative bid labor unit until verified against a permitted source or company production history.
EL-00325 | 26 | Raceways | Conduit Installation | Install RMC Steel | 1 in | RMC Steel | LF | 0.078 | 0.078 | 0.098 | 0.117 | Electrician |  | All | Both | Layout and normal installation | Supervision; unusual access; premium time | Straight-run baseline; fittings, supports, bends and penetrations can be separate line items. | Original estimating baseline; calibrate to company history |  |  | Yes | UNVERIFIED - MODEL BASELINE | Estim8r original model baseline | N/A | [7 empty] | NO | Do not use as an authoritative bid labor unit until verified against a permitted source or company production history.
EL-00326 | 26 | Raceways | Fittings | Install RMC Steel Connector | 1 in | RMC Steel | EA | 0.0928 | 0.0928 | 0.116 | 0.139 | Electrician |  | All | Both | Layout and normal installation | Supervision; unusual access; premium time |  | Original estimating baseline; calibrate to company history |  |  | Yes | UNVERIFIED - MODEL BASELINE | Estim8r original model baseline | N/A | [7 empty] | NO | Do not use as an authoritative bid labor unit until verified against a permitted source or company production history.
EL-00327 | 26 | Raceways | Fittings | Install RMC Steel Coupling | 1 in | RMC Steel | EA | 0.0812 | 0.0812 | 0.102 | 0.122 | Electrician |  | All | Both | Layout and normal installation | Supervision; unusual access; premium time |  | Original estimating baseline; calibrate to company history |  |  | Yes | UNVERIFIED - MODEL BASELINE | Estim8r original model baseline | N/A | [7 empty] | NO | Do not use as an authoritative bid labor unit until verified against a permitted source or company production history.
EL-00328 | 26 | Raceways | Fittings | Install RMC Steel Factory elbow | 1 in | RMC Steel | EA | 0.2088 | 0.2088 | 0.261 | 0.313 | Electrician |  | All | Both | Layout and normal installation | Supervision; unusual access; premium time |  | Original estimating baseline; calibrate to company history |  |  | Yes | UNVERIFIED - MODEL BASELINE | Estim8r original model baseline | N/A | [7 empty] | NO | Do not use as an authoritative bid labor unit until verified against a permitted source or company production history.
EL-00329 | 26 | Raceways | Fittings | Install RMC Steel Conduit body | 1 in | RMC Steel | EA | 0.2552 | 0.2552 | 0.319 | 0.383 | Electrician |  | All | Both | Layout and normal installation | Supervision; unusual access; premium time |  | Original estimating baseline; calibrate to company history |  |  | Yes | UNVERIFIED - MODEL BASELINE | Estim8r original model baseline | N/A | [7 empty] | NO | Do not use as an authoritative bid labor unit until verified against a permitted source or company production history.
EL-00330 | 26 | Raceways | Fittings | Install RMC Steel Bushing | 1 in | RMC Steel | EA | 0.058 | 0.058 | 0.072 | 0.087 | Electrician |  | All | Both | Layout and normal installation | Supervision; unusual access; premium time |  | Original estimating baseline; calibrate to company history |  |  | Yes | UNVERIFIED - MODEL BASELINE | Estim8r original model baseline | N/A | [7 empty] | NO | Do not use as an authoritative bid labor unit until verified against a permitted source or company production history.
EL-00331 | 26 | Raceways | Fittings | Install RMC Steel Grounding bushing | 1 in | RMC Steel | EA | 0.1856 | 0.1856 | 0.232 | 0.278 | Electrician |  | All | Both | Layout and normal installation | Supervision; unusual access; premium time |  | Original estimating baseline; calibrate to company history |  |  | Yes | UNVERIFIED - MODEL BASELINE | Estim8r original model baseline | N/A | [7 empty] | NO | Do not use as an authoritative bid labor unit until verified against a permitted source or company production history.
EL-00332 | 26 | Raceways | Fittings | Install RMC Steel Locknut | 1 in | RMC Steel | EA | 0.0406 | 0.0406 | 0.051 | 0.061 | Electrician |  | All | Both | Layout and normal installation | Supervision; unusual access; premium time |  | Original estimating baseline; calibrate to company history |  |  | Yes | UNVERIFIED - MODEL BASELINE | Estim8r original model baseline | N/A | [7 empty] | NO | Do not use as an authoritative bid labor unit until verified against a permitted source or company production history.
EL-00333 | 26 | Raceways | Fittings | Install RMC Steel Sealing fitting | 1 in | RMC Steel | EA | 0.638 | 0.638 | 0.797 | 0.957 | Electrician |  | All | Both | Layout and normal installation | Supervision; unusual access; premium time |  | Original estimating baseline; calibrate to company history |  |  | Yes | UNVERIFIED - MODEL BASELINE | Estim8r original model baseline | N/A | [7 empty] | NO | Do not use as an authoritative bid labor unit until verified against a permitted source or company production history.
EL-00334 | 26 | Raceways | Bending | Field bend RMC Steel 90 | 1 in | RMC Steel | EA | 0.2268 | 0.2268 | 0.283 | 0.34 | Electrician | Hand/mechanical/hydraulic bender | All | Both | Layout and normal installation | Supervision; unusual access; premium time |  | Original estimating baseline; calibrate to company history |  |  | Yes | UNVERIFIED - MODEL BASELINE | Estim8r original model baseline | N/A | [7 empty] | NO | Do not use as an authoritative bid labor unit until verified against a permitted source or company production history.
EL-00335 | 26 | Raceways | Bending | Field offset/kick RMC Steel | 1 in | RMC Steel | EA | 0.2772 | 0.2772 | 0.347 | 0.416 | Electrician | Hand/mechanical/hydraulic bender | All | Both | Layout and normal installation | Supervision; unusual access; premium time |  | Original estimating baseline; calibrate to company history |  |  | Yes | UNVERIFIED - MODEL BASELINE | Estim8r original model baseline | N/A | [7 empty] | NO | Do not use as an authoritative bid labor unit until verified against a permitted source or company production history.
EL-00336 | 26 | Raceways | Conduit Installation | Install RMC Steel | 1-1/4 in | RMC Steel | LF | 0.0975 | 0.0975 | 0.122 | 0.146 | Electrician |  | All | Both | Layout and normal installation | Supervision; unusual access; premium time | Straight-run baseline; fittings, supports, bends and penetrations can be separate line items. | Original estimating baseline; calibrate to company history |  |  | Yes | UNVERIFIED - MODEL BASELINE | Estim8r original model baseline | N/A | [7 empty] | NO | Do not use as an authoritative bid labor unit until verified against a permitted source or company production history.
EL-00337 | 26 | Raceways | Fittings | Install RMC Steel Connector | 1-1/4 in | RMC Steel | EA | 0.0992 | 0.0992 | 0.124 | 0.149 | Electrician |  | All | Both | Layout and normal installation | Supervision; unusual access; premium time |  | Original estimating baseline; calibrate to company history |  |  | Yes | UNVERIFIED - MODEL BASELINE | Estim8r original model baseline | N/A | [7 empty] | NO | Do not use as an authoritative bid labor unit until verified against a permitted source or company production history.
EL-00338 | 26 | Raceways | Fittings | Install RMC Steel Coupling | 1-1/4 in | RMC Steel | EA | 0.0868 | 0.0868 | 0.108 | 0.13 | Electrician |  | All | Both | Layout and normal installation | Supervision; unusual access; premium time |  | Original estimating baseline; calibrate to company history |  |  | Yes | UNVERIFIED - MODEL BASELINE | Estim8r original model baseline | N/A | [7 empty] | NO | Do not use as an authoritative bid labor unit until verified against a permitted source or company production history.
EL-00339 | 26 | Raceways | Fittings | Install RMC Steel Factory elbow | 1-1/4 in | RMC Steel | EA | 0.2232 | 0.2232 | 0.279 | 0.335 | Electrician |  | All | Both | Layout and normal installation | Supervision; unusual access; premium time |  | Original estimating baseline; calibrate to company history |  |  | Yes | UNVERIFIED - MODEL BASELINE | Estim8r original model baseline | N/A | [7 empty] | NO | Do not use as an authoritative bid labor unit until verified against a permitted source or company production history.
EL-00340 | 26 | Raceways | Fittings | Install RMC Steel Conduit body | 1-1/4 in | RMC Steel | EA | 0.2728 | 0.2728 | 0.341 | 0.409 | Electrician |  | All | Both | Layout and normal installation | Supervision; unusual access; premium time |  | Original estimating baseline; calibrate to company history |  |  | Yes | UNVERIFIED - MODEL BASELINE | Estim8r original model baseline | N/A | [7 empty] | NO | Do not use as an authoritative bid labor unit until verified against a permitted source or company production history.
EL-00341 | 26 | Raceways | Fittings | Install RMC Steel Bushing | 1-1/4 in | RMC Steel | EA | 0.062 | 0.062 | 0.077 | 0.093 | Electrician |  | All | Both | Layout and normal installation | Supervision; unusual access; premium time |  | Original estimating baseline; calibrate to company history |  |  | Yes | UNVERIFIED - MODEL BASELINE | Estim8r original model baseline | N/A | [7 empty] | NO | Do not use as an authoritative bid labor unit until verified against a permitted source or company production history.
EL-00342 | 26 | Raceways | Fittings | Install RMC Steel Grounding bushing | 1-1/4 in | RMC Steel | EA | 0.1984 | 0.1984 | 0.248 | 0.298 | Electrician |  | All | Both | Layout and normal installation | Supervision; unusual access; premium time |  | Original estimating baseline; calibrate to company history |  |  | Yes | UNVERIFIED - MODEL BASELINE | Estim8r original model baseline | N/A | [7 empty] | NO | Do not use as an authoritative bid labor unit until verified against a permitted source or company production history.
EL-00343 | 26 | Raceways | Fittings | Install RMC Steel Locknut | 1-1/4 in | RMC Steel | EA | 0.0434 | 0.0434 | 0.054 | 0.065 | Electrician |  | All | Both | Layout and normal installation | Supervision; unusual access; premium time |  | Original estimating baseline; calibrate to company history |  |  | Yes | UNVERIFIED - MODEL BASELINE | Estim8r original model baseline | N/A | [7 empty] | NO | Do not use as an authoritative bid labor unit until verified against a permitted source or company production history.
EL-00344 | 26 | Raceways | Fittings | Install RMC Steel Sealing fitting | 1-1/4 in | RMC Steel | EA | 0.682 | 0.682 | 0.853 | 1.023 | Electrician |  | All | Both | Layout and normal installation | Supervision; unusual access; premium time |  | Original estimating baseline; calibrate to company history |  |  | Yes | UNVERIFIED - MODEL BASELINE | Estim8r original model baseline | N/A | [7 empty] | NO | Do not use as an authoritative bid labor unit until verified against a permitted source or company production history.
EL-00345 | 26 | Raceways | Bending | Field bend RMC Steel 90 | 1-1/4 in | RMC Steel | EA | 0.2502 | 0.2502 | 0.313 | 0.375 | Electrician | Hand/mechanical/hydraulic bender | All | Both | Layout and normal installation | Supervision; unusual access; premium time |  | Original estimating baseline; calibrate to company history |  |  | Yes | UNVERIFIED - MODEL BASELINE | Estim8r original model baseline | N/A | [7 empty] | NO | Do not use as an authoritative bid labor unit until verified against a permitted source or company production history.
EL-00346 | 26 | Raceways | Bending | Field offset/kick RMC Steel | 1-1/4 in | RMC Steel | EA | 0.3058 | 0.3058 | 0.382 | 0.459 | Electrician | Hand/mechanical/hydraulic bender | All | Both | Layout and normal installation | Supervision; unusual access; premium time |  | Original estimating baseline; calibrate to company history |  |  | Yes | UNVERIFIED - MODEL BASELINE | Estim8r original model baseline | N/A | [7 empty] | NO | Do not use as an authoritative bid labor unit until verified against a permitted source or company production history.
EL-00347 | 26 | Raceways | Conduit Installation | Install RMC Steel | 1-1/2 in | RMC Steel | LF | 0.1125 | 0.1125 | 0.141 | 0.169 | Electrician |  | All | Both | Layout and normal installation | Supervision; unusual access; premium time | Straight-run baseline; fittings, supports, bends and penetrations can be separate line items. | Original estimating baseline; calibrate to company history |  |  | Yes | UNVERIFIED - MODEL BASELINE | Estim8r original model baseline | N/A | [7 empty] | NO | Do not use as an authoritative bid labor unit until verified against a permitted source or company production history.
EL-00348 | 26 | Raceways | Fittings | Install RMC Steel Connector | 1-1/2 in | RMC Steel | EA | 0.1056 | 0.1056 | 0.132 | 0.158 | Electrician |  | All | Both | Layout and normal installation | Supervision; unusual access; premium time |  | Original estimating baseline; calibrate to company history |  |  | Yes | UNVERIFIED - MODEL BASELINE | Estim8r original model baseline | N/A | [7 empty] | NO | Do not use as an authoritative bid labor unit until verified against a permitted source or company production history.
EL-00349 | 26 | Raceways | Fittings | Install RMC Steel Coupling | 1-1/2 in | RMC Steel | EA | 0.0924 | 0.0924 | 0.116 | 0.139 | Electrician |  | All | Both | Layout and normal installation | Supervision; unusual access; premium time |  | Original estimating baseline; calibrate to company history |  |  | Yes | UNVERIFIED - MODEL BASELINE | Estim8r original model baseline | N/A | [7 empty] | NO | Do not use as an authoritative bid labor unit until verified against a permitted source or company production history.
EL-00350 | 26 | Raceways | Fittings | Install RMC Steel Factory elbow | 1-1/2 in | RMC Steel | EA | 0.2376 | 0.2376 | 0.297 | 0.356 | Electrician |  | All | Both | Layout and normal installation | Supervision; unusual access; premium time |  | Original estimating baseline; calibrate to company history |  |  | Yes | UNVERIFIED - MODEL BASELINE | Estim8r original model baseline | N/A | [7 empty] | NO | Do not use as an authoritative bid labor unit until verified against a permitted source or company production history.
EL-00351 | 26 | Raceways | Fittings | Install RMC Steel Conduit body | 1-1/2 in | RMC Steel | EA | 0.2904 | 0.2904 | 0.363 | 0.436 | Electrician |  | All | Both | Layout and normal installation | Supervision; unusual access; premium time |  | Original estimating baseline; calibrate to company history |  |  | Yes | UNVERIFIED - MODEL BASELINE | Estim8r original model baseline | N/A | [7 empty] | NO | Do not use as an authoritative bid labor unit until verified against a permitted source or company production history.
EL-00352 | 26 | Raceways | Fittings | Install RMC Steel Bushing | 1-1/2 in | RMC Steel | EA | 0.066 | 0.066 | 0.083 | 0.099 | Electrician |  | All | Both | Layout and normal installation | Supervision; unusual access; premium time |  | Original estimating baseline; calibrate to company history |  |  | Yes | UNVERIFIED - MODEL BASELINE | Estim8r original model baseline | N/A | [7 empty] | NO | Do not use as an authoritative bid labor unit until verified against a permitted source or company production history.
EL-00353 | 26 | Raceways | Fittings | Install RMC Steel Grounding bushing | 1-1/2 in | RMC Steel | EA | 0.2112 | 0.2112 | 0.264 | 0.317 | Electrician |  | All | Both | Layout and normal installation | Supervision; unusual access; premium time |  | Original estimating baseline; calibrate to company history |  |  | Yes | UNVERIFIED - MODEL BASELINE | Estim8r original model baseline | N/A | [7 empty] | NO | Do not use as an authoritative bid labor unit until verified against a permitted source or company production history.
EL-00354 | 26 | Raceways | Fittings | Install RMC Steel Locknut | 1-1/2 in | RMC Steel | EA | 0.0462 | 0.0462 | 0.058 | 0.069 | Electrician |  | All | Both | Layout and normal installation | Supervision; unusual access; premium time |  | Original estimating baseline; calibrate to company history |  |  | Yes | UNVERIFIED - MODEL BASELINE | Estim8r original model baseline | N/A | [7 empty] | NO | Do not use as an authoritative bid labor unit until verified against a permitted source or company production history.
EL-00355 | 26 | Raceways | Fittings | Install RMC Steel Sealing fitting | 1-1/2 in | RMC Steel | EA | 0.726 | 0.726 | 0.908 | 1.089 | Electrician |  | All | Both | Layout and normal installation | Supervision; unusual access; premium time |  | Original estimating baseline; calibrate to company history |  |  | Yes | UNVERIFIED - MODEL BASELINE | Estim8r original model baseline | N/A | [7 empty] | NO | Do not use as an authoritative bid labor unit until verified against a permitted source or company production history.
EL-00356 | 26 | Raceways | Bending | Field bend RMC Steel 90 | 1-1/2 in | RMC Steel | EA | 0.2736 | 0.2736 | 0.342 | 0.41 | Electrician | Hand/mechanical/hydraulic bender | All | Both | Layout and normal installation | Supervision; unusual access; premium time |  | Original estimating baseline; calibrate to company history |  |  | Yes | UNVERIFIED - MODEL BASELINE | Estim8r original model baseline | N/A | [7 empty] | NO | Do not use as an authoritative bid labor unit until verified against a permitted source or company production history.
EL-00357 | 26 | Raceways | Bending | Field offset/kick RMC Steel | 1-1/2 in | RMC Steel | EA | 0.3344 | 0.3344 | 0.418 | 0.502 | Electrician | Hand/mechanical/hydraulic bender | All | Both | Layout and normal installation | Supervision; unusual access; premium time |  | Original estimating baseline; calibrate to company history |  |  | Yes | UNVERIFIED - MODEL BASELINE | Estim8r original model baseline | N/A | [7 empty] | NO | Do not use as an authoritative bid labor unit until verified against a permitted source or company production history.
EL-00358 | 26 | Raceways | Conduit Installation | Install RMC Steel | 2 in | RMC Steel | LF | 0.135 | 0.135 | 0.169 | 0.203 | Electrician |  | All | Both | Layout and normal installation | Supervision; unusual access; premium time | Straight-run baseline; fittings, supports, bends and penetrations can be separate line items. | Original estimating baseline; calibrate to company history |  |  | Yes | UNVERIFIED - MODEL BASELINE | Estim8r original model baseline | N/A | [7 empty] | NO | Do not use as an authoritative bid labor unit until verified against a permitted source or company production history.
EL-00359 | 26 | Raceways | Fittings | Install RMC Steel Connector | 2 in | RMC Steel | EA | 0.112 | 0.112 | 0.14 | 0.168 | Electrician |  | All | Both | Layout and normal installation | Supervision; unusual access; premium time |  | Original estimating baseline; calibrate to company history |  |  | Yes | UNVERIFIED - MODEL BASELINE | Estim8r original model baseline | N/A | [7 empty] | NO | Do not use as an authoritative bid labor unit until verified against a permitted source or company production history.
EL-00360 | 26 | Raceways | Fittings | Install RMC Steel Coupling | 2 in | RMC Steel | EA | 0.098 | 0.098 | 0.122 | 0.147 | Electrician |  | All | Both | Layout and normal installation | Supervision; unusual access; premium time |  | Original estimating baseline; calibrate to company history |  |  | Yes | UNVERIFIED - MODEL BASELINE | Estim8r original model baseline | N/A | [7 empty] | NO | Do not use as an authoritative bid labor unit until verified against a permitted source or company production history.
EL-00361 | 26 | Raceways | Fittings | Install RMC Steel Factory elbow | 2 in | RMC Steel | EA | 0.252 | 0.252 | 0.315 | 0.378 | Electrician |  | All | Both | Layout and normal installation | Supervision; unusual access; premium time |  | Original estimating baseline; calibrate to company history |  |  | Yes | UNVERIFIED - MODEL BASELINE | Estim8r original model baseline | N/A | [7 empty] | NO | Do not use as an authoritative bid labor unit until verified against a permitted source or company production history.
EL-00362 | 26 | Raceways | Fittings | Install RMC Steel Conduit body | 2 in | RMC Steel | EA | 0.308 | 0.308 | 0.385 | 0.462 | Electrician |  | All | Both | Layout and normal installation | Supervision; unusual access; premium time |  | Original estimating baseline; calibrate to company history |  |  | Yes | UNVERIFIED - MODEL BASELINE | Estim8r original model baseline | N/A | [7 empty] | NO | Do not use as an authoritative bid labor unit until verified against a permitted source or company production history.
EL-00363 | 26 | Raceways | Fittings | Install RMC Steel Bushing | 2 in | RMC Steel | EA | 0.07 | 0.07 | 0.087 | 0.105 | Electrician |  | All | Both | Layout and normal installation | Supervision; unusual access; premium time |  | Original estimating baseline; calibrate to company history |  |  | Yes | UNVERIFIED - MODEL BASELINE | Estim8r original model baseline | N/A | [7 empty] | NO | Do not use as an authoritative bid labor unit until verified against a permitted source or company production history.
EL-00364 | 26 | Raceways | Fittings | Install RMC Steel Grounding bushing | 2 in | RMC Steel | EA | 0.224 | 0.224 | 0.28 | 0.336 | Electrician |  | All | Both | Layout and normal installation | Supervision; unusual access; premium time |  | Original estimating baseline; calibrate to company history |  |  | Yes | UNVERIFIED - MODEL BASELINE | Estim8r original model baseline | N/A | [7 empty] | NO | Do not use as an authoritative bid labor unit until verified against a permitted source or company production history.
EL-00365 | 26 | Raceways | Fittings | Install RMC Steel Locknut | 2 in | RMC Steel | EA | 0.049 | 0.049 | 0.061 | 0.074 | Electrician |  | All | Both | Layout and normal installation | Supervision; unusual access; premium time |  | Original estimating baseline; calibrate to company history |  |  | Yes | UNVERIFIED - MODEL BASELINE | Estim8r original model baseline | N/A | [7 empty] | NO | Do not use as an authoritative bid labor unit until verified against a permitted source or company production history.
EL-00366 | 26 | Raceways | Fittings | Install RMC Steel Sealing fitting | 2 in | RMC Steel | EA | 0.77 | 0.77 | 0.963 | 1.155 | Electrician |  | All | Both | Layout and normal installation | Supervision; unusual access; premium time |  | Original estimating baseline; calibrate to company history |  |  | Yes | UNVERIFIED - MODEL BASELINE | Estim8r original model baseline | N/A | [7 empty] | NO | Do not use as an authoritative bid labor unit until verified against a permitted source or company production history.
EL-00367 | 26 | Raceways | Bending | Field bend RMC Steel 90 | 2 in | RMC Steel | EA | 0.297 | 0.297 | 0.371 | 0.446 | Electrician | Hand/mechanical/hydraulic bender | All | Both | Layout and normal installation | Supervision; unusual access; premium time |  | Original estimating baseline; calibrate to company history |  |  | Yes | UNVERIFIED - MODEL BASELINE | Estim8r original model baseline | N/A | [7 empty] | NO | Do not use as an authoritative bid labor unit until verified against a permitted source or company production history.
EL-00368 | 26 | Raceways | Bending | Field offset/kick RMC Steel | 2 in | RMC Steel | EA | 0.363 | 0.363 | 0.454 | 0.544 | Electrician | Hand/mechanical/hydraulic bender | All | Both | Layout and normal installation | Supervision; unusual access; premium time |  | Original estimating baseline; calibrate to company history |  |  | Yes | UNVERIFIED - MODEL BASELINE | Estim8r original model baseline | N/A | [7 empty] | NO | Do not use as an authoritative bid labor unit until verified against a permitted source or company production history.
EL-00369 | 26 | Raceways | Conduit Installation | Install RMC Steel | 2-1/2 in | RMC Steel | LF | 0.1725 | 0.1725 | 0.216 | 0.259 | Electrician |  | All | Both | Layout and normal installation | Supervision; unusual access; premium time | Straight-run baseline; fittings, supports, bends and penetrations can be separate line items. | Original estimating baseline; calibrate to company history |  |  | Yes | UNVERIFIED - MODEL BASELINE | Estim8r original model baseline | N/A | [7 empty] | NO | Do not use as an authoritative bid labor unit until verified against a permitted source or company production history.
EL-00370 | 26 | Raceways | Fittings | Install RMC Steel Connector | 2-1/2 in | RMC Steel | EA | 0.1184 | 0.1184 | 0.148 | 0.178 | Electrician |  | All | Both | Layout and normal installation | Supervision; unusual access; premium time |  | Original estimating baseline; calibrate to company history |  |  | Yes | UNVERIFIED - MODEL BASELINE | Estim8r original model baseline | N/A | [7 empty] | NO | Do not use as an authoritative bid labor unit until verified against a permitted source or company production history.
EL-00371 | 26 | Raceways | Fittings | Install RMC Steel Coupling | 2-1/2 in | RMC Steel | EA | 0.1036 | 0.1036 | 0.13 | 0.155 | Electrician |  | All | Both | Layout and normal installation | Supervision; unusual access; premium time |  | Original estimating baseline; calibrate to company history |  |  | Yes | UNVERIFIED - MODEL BASELINE | Estim8r original model baseline | N/A | [7 empty] | NO | Do not use as an authoritative bid labor unit until verified against a permitted source or company production history.
EL-00372 | 26 | Raceways | Fittings | Install RMC Steel Factory elbow | 2-1/2 in | RMC Steel | EA | 0.2664 | 0.2664 | 0.333 | 0.4 | Electrician |  | All | Both | Layout and normal installation | Supervision; unusual access; premium time |  | Original estimating baseline; calibrate to company history |  |  | Yes | UNVERIFIED - MODEL BASELINE | Estim8r original model baseline | N/A | [7 empty] | NO | Do not use as an authoritative bid labor unit until verified against a permitted source or company production history.
EL-00373 | 26 | Raceways | Fittings | Install RMC Steel Conduit body | 2-1/2 in | RMC Steel | EA | 0.3256 | 0.3256 | 0.407 | 0.488 | Electrician |  | All | Both | Layout and normal installation | Supervision; unusual access; premium time |  | Original estimating baseline; calibrate to company history |  |  | Yes | UNVERIFIED - MODEL BASELINE | Estim8r original model baseline | N/A | [7 empty] | NO | Do not use as an authoritative bid labor unit until verified against a permitted source or company production history.
EL-00374 | 26 | Raceways | Fittings | Install RMC Steel Bushing | 2-1/2 in | RMC Steel | EA | 0.074 | 0.074 | 0.092 | 0.111 | Electrician |  | All | Both | Layout and normal installation | Supervision; unusual access; premium time |  | Original estimating baseline; calibrate to company history |  |  | Yes | UNVERIFIED - MODEL BASELINE | Estim8r original model baseline | N/A | [7 empty] | NO | Do not use as an authoritative bid labor unit until verified against a permitted source or company production history.
EL-00375 | 26 | Raceways | Fittings | Install RMC Steel Grounding bushing | 2-1/2 in | RMC Steel | EA | 0.2368 | 0.2368 | 0.296 | 0.355 | Electrician |  | All | Both | Layout and normal installation | Supervision; unusual access; premium time |  | Original estimating baseline; calibrate to company history |  |  | Yes | UNVERIFIED - MODEL BASELINE | Estim8r original model baseline | N/A | [7 empty] | NO | Do not use as an authoritative bid labor unit until verified against a permitted source or company production history.
EL-00376 | 26 | Raceways | Fittings | Install RMC Steel Locknut | 2-1/2 in | RMC Steel | EA | 0.0518 | 0.0518 | 0.065 | 0.078 | Electrician |  | All | Both | Layout and normal installation | Supervision; unusual access; premium time |  | Original estimating baseline; calibrate to company history |  |  | Yes | UNVERIFIED - MODEL BASELINE | Estim8r original model baseline | N/A | [7 empty] | NO | Do not use as an authoritative bid labor unit until verified against a permitted source or company production history.
EL-00377 | 26 | Raceways | Fittings | Install RMC Steel Sealing fitting | 2-1/2 in | RMC Steel | EA | 0.814 | 0.814 | 1.018 | 1.221 | Electrician |  | All | Both | Layout and normal installation | Supervision; unusual access; premium time |  | Original estimating baseline; calibrate to company history |  |  | Yes | UNVERIFIED - MODEL BASELINE | Estim8r original model baseline | N/A | [7 empty] | NO | Do not use as an authoritative bid labor unit until verified against a permitted source or company production history.
EL-00378 | 26 | Raceways | Bending | Field bend RMC Steel 90 | 2-1/2 in | RMC Steel | EA | 0.3204 | 0.3204 | 0.401 | 0.481 | Electrician | Hand/mechanical/hydraulic bender | All | Both | Layout and normal installation | Supervision; unusual access; premium time |  | Original estimating baseline; calibrate to company history |  |  | Yes | UNVERIFIED - MODEL BASELINE | Estim8r original model baseline | N/A | [7 empty] | NO | Do not use as an authoritative bid labor unit until verified against a permitted source or company production history.
EL-00379 | 26 | Raceways | Bending | Field offset/kick RMC Steel | 2-1/2 in | RMC Steel | EA | 0.3916 | 0.3916 | 0.489 | 0.587 | Electrician | Hand/mechanical/hydraulic bender | All | Both | Layout and normal installation | Supervision; unusual access; premium time |  | Original estimating baseline; calibrate to company history |  |  | Yes | UNVERIFIED - MODEL BASELINE | Estim8r original model baseline | N/A | [7 empty] | NO | Do not use as an authoritative bid labor unit until verified against a permitted source or company production history.
EL-00380 | 26 | Raceways | Conduit Installation | Install RMC Steel | 3 in | RMC Steel | LF | 0.21 | 0.21 | 0.263 | 0.315 | Electrician |  | All | Both | Layout and normal installation | Supervision; unusual access; premium time | Straight-run baseline; fittings, supports, bends and penetrations can be separate line items. | Original estimating baseline; calibrate to company history |  |  | Yes | UNVERIFIED - MODEL BASELINE | Estim8r original model baseline | N/A | [7 empty] | NO | Do not use as an authoritative bid labor unit until verified against a permitted source or company production history.
EL-00381 | 26 | Raceways | Fittings | Install RMC Steel Connector | 3 in | RMC Steel | EA | 0.1248 | 0.1248 | 0.156 | 0.187 | Electrician |  | All | Both | Layout and normal installation | Supervision; unusual access; premium time |  | Original estimating baseline; calibrate to company history |  |  | Yes | UNVERIFIED - MODEL BASELINE | Estim8r original model baseline | N/A | [7 empty] | NO | Do not use as an authoritative bid labor unit until verified against a permitted source or company production history.
EL-00382 | 26 | Raceways | Fittings | Install RMC Steel Coupling | 3 in | RMC Steel | EA | 0.1092 | 0.1092 | 0.137 | 0.164 | Electrician |  | All | Both | Layout and normal installation | Supervision; unusual access; premium time |  | Original estimating baseline; calibrate to company history |  |  | Yes | UNVERIFIED - MODEL BASELINE | Estim8r original model baseline | N/A | [7 empty] | NO | Do not use as an authoritative bid labor unit until verified against a permitted source or company production history.
EL-00383 | 26 | Raceways | Fittings | Install RMC Steel Factory elbow | 3 in | RMC Steel | EA | 0.2808 | 0.2808 | 0.351 | 0.421 | Electrician |  | All | Both | Layout and normal installation | Supervision; unusual access; premium time |  | Original estimating baseline; calibrate to company history |  |  | Yes | UNVERIFIED - MODEL BASELINE | Estim8r original model baseline | N/A | [7 empty] | NO | Do not use as an authoritative bid labor unit until verified against a permitted source or company production history.
EL-00384 | 26 | Raceways | Fittings | Install RMC Steel Conduit body | 3 in | RMC Steel | EA | 0.3432 | 0.3432 | 0.429 | 0.515 | Electrician |  | All | Both | Layout and normal installation | Supervision; unusual access; premium time |  | Original estimating baseline; calibrate to company history |  |  | Yes | UNVERIFIED - MODEL BASELINE | Estim8r original model baseline | N/A | [7 empty] | NO | Do not use as an authoritative bid labor unit until verified against a permitted source or company production history.
EL-00385 | 26 | Raceways | Fittings | Install RMC Steel Bushing | 3 in | RMC Steel | EA | 0.078 | 0.078 | 0.098 | 0.117 | Electrician |  | All | Both | Layout and normal installation | Supervision; unusual access; premium time |  | Original estimating baseline; calibrate to company history |  |  | Yes | UNVERIFIED - MODEL BASELINE | Estim8r original model baseline | N/A | [7 empty] | NO | Do not use as an authoritative bid labor unit until verified against a permitted source or company production history.
EL-00386 | 26 | Raceways | Fittings | Install RMC Steel Grounding bushing | 3 in | RMC Steel | EA | 0.2496 | 0.2496 | 0.312 | 0.374 | Electrician |  | All | Both | Layout and normal installation | Supervision; unusual access; premium time |  | Original estimating baseline; calibrate to company history |  |  | Yes | UNVERIFIED - MODEL BASELINE | Estim8r original model baseline | N/A | [7 empty] | NO | Do not use as an authoritative bid labor unit until verified against a permitted source or company production history.
EL-00387 | 26 | Raceways | Fittings | Install RMC Steel Locknut | 3 in | RMC Steel | EA | 0.0546 | 0.0546 | 0.068 | 0.082 | Electrician |  | All | Both | Layout and normal installation | Supervision; unusual access; premium time |  | Original estimating baseline; calibrate to company history |  |  | Yes | UNVERIFIED - MODEL BASELINE | Estim8r original model baseline | N/A | [7 empty] | NO | Do not use as an authoritative bid labor unit until verified against a permitted source or company production history.
EL-00388 | 26 | Raceways | Fittings | Install RMC Steel Sealing fitting | 3 in | RMC Steel | EA | 0.858 | 0.858 | 1.073 | 1.287 | Electrician |  | All | Both | Layout and normal installation | Supervision; unusual access; premium time |  | Original estimating baseline; calibrate to company history |  |  | Yes | UNVERIFIED - MODEL BASELINE | Estim8r original model baseline | N/A | [7 empty] | NO | Do not use as an authoritative bid labor unit until verified against a permitted source or company production history.
EL-00389 | 26 | Raceways | Bending | Field bend RMC Steel 90 | 3 in | RMC Steel | EA | 0.3438 | 0.3438 | 0.43 | 0.516 | Electrician | Hand/mechanical/hydraulic bender | All | Both | Layout and normal installation | Supervision; unusual access; premium time |  | Original estimating baseline; calibrate to company history |  |  | Yes | UNVERIFIED - MODEL BASELINE | Estim8r original model baseline | N/A | [7 empty] | NO | Do not use as an authoritative bid labor unit until verified against a permitted source or company production history.
EL-00390 | 26 | Raceways | Bending | Field offset/kick RMC Steel | 3 in | RMC Steel | EA | 0.4202 | 0.4202 | 0.525 | 0.63 | Electrician | Hand/mechanical/hydraulic bender | All | Both | Layout and normal installation | Supervision; unusual access; premium time |  | Original estimating baseline; calibrate to company history |  |  | Yes | UNVERIFIED - MODEL BASELINE | Estim8r original model baseline | N/A | [7 empty] | NO | Do not use as an authoritative bid labor unit until verified against a permitted source or company production history.
EL-00391 | 26 | Raceways | Conduit Installation | Install RMC Steel | 3-1/2 in | RMC Steel | LF | 0.2475 | 0.2475 | 0.309 | 0.371 | Electrician |  | All | Both | Layout and normal installation | Supervision; unusual access; premium time | Straight-run baseline; fittings, supports, bends and penetrations can be separate line items. | Original estimating baseline; calibrate to company history |  |  | Yes | UNVERIFIED - MODEL BASELINE | Estim8r original model baseline | N/A | [7 empty] | NO | Do not use as an authoritative bid labor unit until verified against a permitted source or company production history.
EL-00392 | 26 | Raceways | Fittings | Install RMC Steel Connector | 3-1/2 in | RMC Steel | EA | 0.1312 | 0.1312 | 0.164 | 0.197 | Electrician |  | All | Both | Layout and normal installation | Supervision; unusual access; premium time |  | Original estimating baseline; calibrate to company history |  |  | Yes | UNVERIFIED - MODEL BASELINE | Estim8r original model baseline | N/A | [7 empty] | NO | Do not use as an authoritative bid labor unit until verified against a permitted source or company production history.
EL-00393 | 26 | Raceways | Fittings | Install RMC Steel Coupling | 3-1/2 in | RMC Steel | EA | 0.1148 | 0.1148 | 0.144 | 0.172 | Electrician |  | All | Both | Layout and normal installation | Supervision; unusual access; premium time |  | Original estimating baseline; calibrate to company history |  |  | Yes | UNVERIFIED - MODEL BASELINE | Estim8r original model baseline | N/A | [7 empty] | NO | Do not use as an authoritative bid labor unit until verified against a permitted source or company production history.
EL-00394 | 26 | Raceways | Fittings | Install RMC Steel Factory elbow | 3-1/2 in | RMC Steel | EA | 0.2952 | 0.2952 | 0.369 | 0.443 | Electrician |  | All | Both | Layout and normal installation | Supervision; unusual access; premium time |  | Original estimating baseline; calibrate to company history |  |  | Yes | UNVERIFIED - MODEL BASELINE | Estim8r original model baseline | N/A | [7 empty] | NO | Do not use as an authoritative bid labor unit until verified against a permitted source or company production history.
EL-00395 | 26 | Raceways | Fittings | Install RMC Steel Conduit body | 3-1/2 in | RMC Steel | EA | 0.3608 | 0.3608 | 0.451 | 0.541 | Electrician |  | All | Both | Layout and normal installation | Supervision; unusual access; premium time |  | Original estimating baseline; calibrate to company history |  |  | Yes | UNVERIFIED - MODEL BASELINE | Estim8r original model baseline | N/A | [7 empty] | NO | Do not use as an authoritative bid labor unit until verified against a permitted source or company production history.
EL-00396 | 26 | Raceways | Fittings | Install RMC Steel Bushing | 3-1/2 in | RMC Steel | EA | 0.082 | 0.082 | 0.103 | 0.123 | Electrician |  | All | Both | Layout and normal installation | Supervision; unusual access; premium time |  | Original estimating baseline; calibrate to company history |  |  | Yes | UNVERIFIED - MODEL BASELINE | Estim8r original model baseline | N/A | [7 empty] | NO | Do not use as an authoritative bid labor unit until verified against a permitted source or company production history.
EL-00397 | 26 | Raceways | Fittings | Install RMC Steel Grounding bushing | 3-1/2 in | RMC Steel | EA | 0.2624 | 0.2624 | 0.328 | 0.394 | Electrician |  | All | Both | Layout and normal installation | Supervision; unusual access; premium time |  | Original estimating baseline; calibrate to company history |  |  | Yes | UNVERIFIED - MODEL BASELINE | Estim8r original model baseline | N/A | [7 empty] | NO | Do not use as an authoritative bid labor unit until verified against a permitted source or company production history.
EL-00398 | 26 | Raceways | Fittings | Install RMC Steel Locknut | 3-1/2 in | RMC Steel | EA | 0.0574 | 0.0574 | 0.072 | 0.086 | Electrician |  | All | Both | Layout and normal installation | Supervision; unusual access; premium time |  | Original estimating baseline; calibrate to company history |  |  | Yes | UNVERIFIED - MODEL BASELINE | Estim8r original model baseline | N/A | [7 empty] | NO | Do not use as an authoritative bid labor unit until verified against a permitted source or company production history.
EL-00399 | 26 | Raceways | Fittings | Install RMC Steel Sealing fitting | 3-1/2 in | RMC Steel | EA | 0.902 | 0.902 | 1.128 | 1.353 | Electrician |  | All | Both | Layout and normal installation | Supervision; unusual access; premium time |  | Original estimating baseline; calibrate to company history |  |  | Yes | UNVERIFIED - MODEL BASELINE | Estim8r original model baseline | N/A | [7 empty] | NO | Do not use as an authoritative bid labor unit until verified against a permitted source or company production history.
EL-00400 | 26 | Raceways | Bending | Field bend RMC Steel 90 | 3-1/2 in | RMC Steel | EA | 0.3672 | 0.3672 | 0.459 | 0.551 | Electrician | Hand/mechanical/hydraulic bender | All | Both | Layout and normal installation | Supervision; unusual access; premium time |  | Original estimating baseline; calibrate to company history |  |  | Yes | UNVERIFIED - MODEL BASELINE | Estim8r original model baseline | N/A | [7 empty] | NO | Do not use as an authoritative bid labor unit until verified against a permitted source or company production history.
EL-00401 | 26 | Raceways | Bending | Field offset/kick RMC Steel | 3-1/2 in | RMC Steel | EA | 0.4488 | 0.4488 | 0.561 | 0.673 | Electrician | Hand/mechanical/hydraulic bender | All | Both | Layout and normal installation | Supervision; unusual access; premium time |  | Original estimating baseline; calibrate to company history |  |  | Yes | UNVERIFIED - MODEL BASELINE | Estim8r original model baseline | N/A | [7 empty] | NO | Do not use as an authoritative bid labor unit until verified against a permitted source or company production history.
EL-00402 | 26 | Raceways | Conduit Installation | Install RMC Steel | 4 in | RMC Steel | LF | 0.285 | 0.285 | 0.356 | 0.428 | Electrician |  | All | Both | Layout and normal installation | Supervision; unusual access; premium time | Straight-run baseline; fittings, supports, bends and penetrations can be separate line items. | Original estimating baseline; calibrate to company history |  |  | Yes | UNVERIFIED - MODEL BASELINE | Estim8r original model baseline | N/A | [7 empty] | NO | Do not use as an authoritative bid labor unit until verified against a permitted source or company production history.
EL-00403 | 26 | Raceways | Fittings | Install RMC Steel Connector | 4 in | RMC Steel | EA | 0.1376 | 0.1376 | 0.172 | 0.206 | Electrician |  | All | Both | Layout and normal installation | Supervision; unusual access; premium time |  | Original estimating baseline; calibrate to company history |  |  | Yes | UNVERIFIED - MODEL BASELINE | Estim8r original model baseline | N/A | [7 empty] | NO | Do not use as an authoritative bid labor unit until verified against a permitted source or company production history.
EL-00404 | 26 | Raceways | Fittings | Install RMC Steel Coupling | 4 in | RMC Steel | EA | 0.1204 | 0.1204 | 0.151 | 0.181 | Electrician |  | All | Both | Layout and normal installation | Supervision; unusual access; premium time |  | Original estimating baseline; calibrate to company history |  |  | Yes | UNVERIFIED - MODEL BASELINE | Estim8r original model baseline | N/A | [7 empty] | NO | Do not use as an authoritative bid labor unit until verified against a permitted source or company production history.
EL-00405 | 26 | Raceways | Fittings | Install RMC Steel Factory elbow | 4 in | RMC Steel | EA | 0.3096 | 0.3096 | 0.387 | 0.464 | Electrician |  | All | Both | Layout and normal installation | Supervision; unusual access; premium time |  | Original estimating baseline; calibrate to company history |  |  | Yes | UNVERIFIED - MODEL BASELINE | Estim8r original model baseline | N/A | [7 empty] | NO | Do not use as an authoritative bid labor unit until verified against a permitted source or company production history.
EL-00406 | 26 | Raceways | Fittings | Install RMC Steel Conduit body | 4 in | RMC Steel | EA | 0.3784 | 0.3784 | 0.473 | 0.568 | Electrician |  | All | Both | Layout and normal installation | Supervision; unusual access; premium time |  | Original estimating baseline; calibrate to company history |  |  | Yes | UNVERIFIED - MODEL BASELINE | Estim8r original model baseline | N/A | [7 empty] | NO | Do not use as an authoritative bid labor unit until verified against a permitted source or company production history.
EL-00407 | 26 | Raceways | Fittings | Install RMC Steel Bushing | 4 in | RMC Steel | EA | 0.086 | 0.086 | 0.108 | 0.129 | Electrician |  | All | Both | Layout and normal installation | Supervision; unusual access; premium time |  | Original estimating baseline; calibrate to company history |  |  | Yes | UNVERIFIED - MODEL BASELINE | Estim8r original model baseline | N/A | [7 empty] | NO | Do not use as an authoritative bid labor unit until verified against a permitted source or company production history.
EL-00408 | 26 | Raceways | Fittings | Install RMC Steel Grounding bushing | 4 in | RMC Steel | EA | 0.2752 | 0.2752 | 0.344 | 0.413 | Electrician |  | All | Both | Layout and normal installation | Supervision; unusual access; premium time |  | Original estimating baseline; calibrate to company history |  |  | Yes | UNVERIFIED - MODEL BASELINE | Estim8r original model baseline | N/A | [7 empty] | NO | Do not use as an authoritative bid labor unit until verified against a permitted source or company production history.
EL-00409 | 26 | Raceways | Fittings | Install RMC Steel Locknut | 4 in | RMC Steel | EA | 0.0602 | 0.0602 | 0.075 | 0.09 | Electrician |  | All | Both | Layout and normal installation | Supervision; unusual access; premium time |  | Original estimating baseline; calibrate to company history |  |  | Yes | UNVERIFIED - MODEL BASELINE | Estim8r original model baseline | N/A | [7 empty] | NO | Do not use as an authoritative bid labor unit until verified against a permitted source or company production history.
EL-00410 | 26 | Raceways | Fittings | Install RMC Steel Sealing fitting | 4 in | RMC Steel | EA | 0.946 | 0.946 | 1.183 | 1.419 | Electrician |  | All | Both | Layout and normal installation | Supervision; unusual access; premium time |  | Original estimating baseline; calibrate to company history |  |  | Yes | UNVERIFIED - MODEL BASELINE | Estim8r original model baseline | N/A | [7 empty] | NO | Do not use as an authoritative bid labor unit until verified against a permitted source or company production history.
EL-00411 | 26 | Raceways | Bending | Field bend RMC Steel 90 | 4 in | RMC Steel | EA | 0.3906 | 0.3906 | 0.488 | 0.586 | Electrician | Hand/mechanical/hydraulic bender | All | Both | Layout and normal installation | Supervision; unusual access; premium time |  | Original estimating baseline; calibrate to company history |  |  | Yes | UNVERIFIED - MODEL BASELINE | Estim8r original model baseline | N/A | [7 empty] | NO | Do not use as an authoritative bid labor unit until verified against a permitted source or company production history.
EL-00412 | 26 | Raceways | Bending | Field offset/kick RMC Steel | 4 in | RMC Steel | EA | 0.4774 | 0.4774 | 0.597 | 0.716 | Electrician | Hand/mechanical/hydraulic bender | All | Both | Layout and normal installation | Supervision; unusual access; premium time |  | Original estimating baseline; calibrate to company history |  |  | Yes | UNVERIFIED - MODEL BASELINE | Estim8r original model baseline | N/A | [7 empty] | NO | Do not use as an authoritative bid labor unit until verified against a permitted source or company production history.
EL-00413 | 26 | Raceways | Conduit Installation | Install RMC Steel | 5 in | RMC Steel | LF | 0.375 | 0.375 | 0.469 | 0.562 | Electrician |  | All | Both | Layout and normal installation | Supervision; unusual access; premium time | Straight-run baseline; fittings, supports, bends and penetrations can be separate line items. | Original estimating baseline; calibrate to company history |  |  | Yes | UNVERIFIED - MODEL BASELINE | Estim8r original model baseline | N/A | [7 empty] | NO | Do not use as an authoritative bid labor unit until verified against a permitted source or company production history.
EL-00414 | 26 | Raceways | Fittings | Install RMC Steel Connector | 5 in | RMC Steel | EA | 0.144 | 0.144 | 0.18 | 0.216 | Electrician |  | All | Both | Layout and normal installation | Supervision; unusual access; premium time |  | Original estimating baseline; calibrate to company history |  |  | Yes | UNVERIFIED - MODEL BASELINE | Estim8r original model baseline | N/A | [7 empty] | NO | Do not use as an authoritative bid labor unit until verified against a permitted source or company production history.
EL-00415 | 26 | Raceways | Fittings | Install RMC Steel Coupling | 5 in | RMC Steel | EA | 0.126 | 0.126 | 0.158 | 0.189 | Electrician |  | All | Both | Layout and normal installation | Supervision; unusual access; premium time |  | Original estimating baseline; calibrate to company history |  |  | Yes | UNVERIFIED - MODEL BASELINE | Estim8r original model baseline | N/A | [7 empty] | NO | Do not use as an authoritative bid labor unit until verified against a permitted source or company production history.
EL-00416 | 26 | Raceways | Fittings | Install RMC Steel Factory elbow | 5 in | RMC Steel | EA | 0.324 | 0.324 | 0.405 | 0.486 | Electrician |  | All | Both | Layout and normal installation | Supervision; unusual access; premium time |  | Original estimating baseline; calibrate to company history |  |  | Yes | UNVERIFIED - MODEL BASELINE | Estim8r original model baseline | N/A | [7 empty] | NO | Do not use as an authoritative bid labor unit until verified against a permitted source or company production history.
EL-00417 | 26 | Raceways | Fittings | Install RMC Steel Conduit body | 5 in | RMC Steel | EA | 0.396 | 0.396 | 0.495 | 0.594 | Electrician |  | All | Both | Layout and normal installation | Supervision; unusual access; premium time |  | Original estimating baseline; calibrate to company history |  |  | Yes | UNVERIFIED - MODEL BASELINE | Estim8r original model baseline | N/A | [7 empty] | NO | Do not use as an authoritative bid labor unit until verified against a permitted source or company production history.
EL-00418 | 26 | Raceways | Fittings | Install RMC Steel Bushing | 5 in | RMC Steel | EA | 0.09 | 0.09 | 0.113 | 0.135 | Electrician |  | All | Both | Layout and normal installation | Supervision; unusual access; premium time |  | Original estimating baseline; calibrate to company history |  |  | Yes | UNVERIFIED - MODEL BASELINE | Estim8r original model baseline | N/A | [7 empty] | NO | Do not use as an authoritative bid labor unit until verified against a permitted source or company production history.
EL-00419 | 26 | Raceways | Fittings | Install RMC Steel Grounding bushing | 5 in | RMC Steel | EA | 0.288 | 0.288 | 0.36 | 0.432 | Electrician |  | All | Both | Layout and normal installation | Supervision; unusual access; premium time |  | Original estimating baseline; calibrate to company history |  |  | Yes | UNVERIFIED - MODEL BASELINE | Estim8r original model baseline | N/A | [7 empty] | NO | Do not use as an authoritative bid labor unit until verified against a permitted source or company production history.
EL-00420 | 26 | Raceways | Fittings | Install RMC Steel Locknut | 5 in | RMC Steel | EA | 0.063 | 0.063 | 0.079 | 0.095 | Electrician |  | All | Both | Layout and normal installation | Supervision; unusual access; premium time |  | Original estimating baseline; calibrate to company history |  |  | Yes | UNVERIFIED - MODEL BASELINE | Estim8r original model baseline | N/A | [7 empty] | NO | Do not use as an authoritative bid labor unit until verified against a permitted source or company production history.
EL-00421 | 26 | Raceways | Fittings | Install RMC Steel Sealing fitting | 5 in | RMC Steel | EA | 0.99 | 0.99 | 1.238 | 1.485 | Electrician |  | All | Both | Layout and normal installation | Supervision; unusual access; premium time |  | Original estimating baseline; calibrate to company history |  |  | Yes | UNVERIFIED - MODEL BASELINE | Estim8r original model baseline | N/A | [7 empty] | NO | Do not use as an authoritative bid labor unit until verified against a permitted source or company production history.
EL-00422 | 26 | Raceways | Bending | Field bend RMC Steel 90 | 5 in | RMC Steel | EA | 0.414 | 0.414 | 0.517 | 0.621 | Electrician | Hand/mechanical/hydraulic bender | All | Both | Layout and normal installation | Supervision; unusual access; premium time |  | Original estimating baseline; calibrate to company history |  |  | Yes | UNVERIFIED - MODEL BASELINE | Estim8r original model baseline | N/A | [7 empty] | NO | Do not use as an authoritative bid labor unit until verified against a permitted source or company production history.
EL-00423 | 26 | Raceways | Bending | Field offset/kick RMC Steel | 5 in | RMC Steel | EA | 0.506 | 0.506 | 0.633 | 0.759 | Electrician | Hand/mechanical/hydraulic bender | All | Both | Layout and normal installation | Supervision; unusual access; premium time |  | Original estimating baseline; calibrate to company history |  |  | Yes | UNVERIFIED - MODEL BASELINE | Estim8r original model baseline | N/A | [7 empty] | NO | Do not use as an authoritative bid labor unit until verified against a permitted source or company production history.
EL-00424 | 26 | Raceways | Conduit Installation | Install RMC Steel | 6 in | RMC Steel | LF | 0.48 | 0.48 | 0.6 | 0.72 | Electrician |  | All | Both | Layout and normal installation | Supervision; unusual access; premium time | Straight-run baseline; fittings, supports, bends and penetrations can be separate line items. | Original estimating baseline; calibrate to company history |  |  | Yes | UNVERIFIED - MODEL BASELINE | Estim8r original model baseline | N/A | [7 empty] | NO | Do not use as an authoritative bid labor unit until verified against a permitted source or company production history.
EL-00425 | 26 | Raceways | Fittings | Install RMC Steel Connector | 6 in | RMC Steel | EA | 0.1504 | 0.1504 | 0.188 | 0.226 | Electrician |  | All | Both | Layout and normal installation | Supervision; unusual access; premium time |  | Original estimating baseline; calibrate to company history |  |  | Yes | UNVERIFIED - MODEL BASELINE | Estim8r original model baseline | N/A | [7 empty] | NO | Do not use as an authoritative bid labor unit until verified against a permitted source or company production history.
EL-00426 | 26 | Raceways | Fittings | Install RMC Steel Coupling | 6 in | RMC Steel | EA | 0.1316 | 0.1316 | 0.164 | 0.197 | Electrician |  | All | Both | Layout and normal installation | Supervision; unusual access; premium time |  | Original estimating baseline; calibrate to company history |  |  | Yes | UNVERIFIED - MODEL BASELINE | Estim8r original model baseline | N/A | [7 empty] | NO | Do not use as an authoritative bid labor unit until verified against a permitted source or company production history.
EL-00427 | 26 | Raceways | Fittings | Install RMC Steel Factory elbow | 6 in | RMC Steel | EA | 0.3384 | 0.3384 | 0.423 | 0.508 | Electrician |  | All | Both | Layout and normal installation | Supervision; unusual access; premium time |  | Original estimating baseline; calibrate to company history |  |  | Yes | UNVERIFIED - MODEL BASELINE | Estim8r original model baseline | N/A | [7 empty] | NO | Do not use as an authoritative bid labor unit until verified against a permitted source or company production history.
EL-00428 | 26 | Raceways | Fittings | Install RMC Steel Conduit body | 6 in | RMC Steel | EA | 0.4136 | 0.4136 | 0.517 | 0.62 | Electrician |  | All | Both | Layout and normal installation | Supervision; unusual access; premium time |  | Original estimating baseline; calibrate to company history |  |  | Yes | UNVERIFIED - MODEL BASELINE | Estim8r original model baseline | N/A | [7 empty] | NO | Do not use as an authoritative bid labor unit until verified against a permitted source or company production history.
EL-00429 | 26 | Raceways | Fittings | Install RMC Steel Bushing | 6 in | RMC Steel | EA | 0.094 | 0.094 | 0.117 | 0.141 | Electrician |  | All | Both | Layout and normal installation | Supervision; unusual access; premium time |  | Original estimating baseline; calibrate to company history |  |  | Yes | UNVERIFIED - MODEL BASELINE | Estim8r original model baseline | N/A | [7 empty] | NO | Do not use as an authoritative bid labor unit until verified against a permitted source or company production history.
EL-00430 | 26 | Raceways | Fittings | Install RMC Steel Grounding bushing | 6 in | RMC Steel | EA | 0.3008 | 0.3008 | 0.376 | 0.451 | Electrician |  | All | Both | Layout and normal installation | Supervision; unusual access; premium time |  | Original estimating baseline; calibrate to company history |  |  | Yes | UNVERIFIED - MODEL BASELINE | Estim8r original model baseline | N/A | [7 empty] | NO | Do not use as an authoritative bid labor unit until verified against a permitted source or company production history.
EL-00431 | 26 | Raceways | Fittings | Install RMC Steel Locknut | 6 in | RMC Steel | EA | 0.0658 | 0.0658 | 0.082 | 0.099 | Electrician |  | All | Both | Layout and normal installation | Supervision; unusual access; premium time |  | Original estimating baseline; calibrate to company history |  |  | Yes | UNVERIFIED - MODEL BASELINE | Estim8r original model baseline | N/A | [7 empty] | NO | Do not use as an authoritative bid labor unit until verified against a permitted source or company production history.
EL-00432 | 26 | Raceways | Fittings | Install RMC Steel Sealing fitting | 6 in | RMC Steel | EA | 1.034 | 1.034 | 1.292 | 1.551 | Electrician |  | All | Both | Layout and normal installation | Supervision; unusual access; premium time |  | Original estimating baseline; calibrate to company history |  |  | Yes | UNVERIFIED - MODEL BASELINE | Estim8r original model baseline | N/A | [7 empty] | NO | Do not use as an authoritative bid labor unit until verified against a permitted source or company production history.
EL-00433 | 26 | Raceways | Bending | Field bend RMC Steel 90 | 6 in | RMC Steel | EA | 0.4374 | 0.4374 | 0.547 | 0.656 | Electrician | Hand/mechanical/hydraulic bender | All | Both | Layout and normal installation | Supervision; unusual access; premium time |  | Original estimating baseline; calibrate to company history |  |  | Yes | UNVERIFIED - MODEL BASELINE | Estim8r original model baseline | N/A | [7 empty] | NO | Do not use as an authoritative bid labor unit until verified against a permitted source or company production history.
EL-00434 | 26 | Raceways | Bending | Field offset/kick RMC Steel | 6 in | RMC Steel | EA | 0.5346 | 0.5346 | 0.668 | 0.802 | Electrician | Hand/mechanical/hydraulic bender | All | Both | Layout and normal installation | Supervision; unusual access; premium time |  | Original estimating baseline; calibrate to company history |  |  | Yes | UNVERIFIED - MODEL BASELINE | Estim8r original model baseline | N/A | [7 empty] | NO | Do not use as an authoritative bid labor unit until verified against a permitted source or company production history.
EL-00435 | 26 | Raceways | Conduit Installation | Install RMC Aluminum | 1/2 in | RMC Aluminum | LF | 0.0475 | 0.0475 | 0.059 | 0.071 | Electrician |  | All | Both | Layout and normal installation | Supervision; unusual access; premium time | Straight-run baseline; fittings, supports, bends and penetrations can be separate line items. | Original estimating baseline; calibrate to company history |  |  | Yes | UNVERIFIED - MODEL BASELINE | Estim8r original model baseline | N/A | [7 empty] | NO | Do not use as an authoritative bid labor unit until verified against a permitted source or company production history.
EL-00436 | 26 | Raceways | Fittings | Install RMC Aluminum Connector | 1/2 in | RMC Aluminum | EA | 0.08 | 0.08 | 0.1 | 0.12 | Electrician |  | All | Both | Layout and normal installation | Supervision; unusual access; premium time |  | Original estimating baseline; calibrate to company history |  |  | Yes | UNVERIFIED - MODEL BASELINE | Estim8r original model baseline | N/A | [7 empty] | NO | Do not use as an authoritative bid labor unit until verified against a permitted source or company production history.
EL-00437 | 26 | Raceways | Fittings | Install RMC Aluminum Coupling | 1/2 in | RMC Aluminum | EA | 0.07 | 0.07 | 0.088 | 0.105 | Electrician |  | All | Both | Layout and normal installation | Supervision; unusual access; premium time |  | Original estimating baseline; calibrate to company history |  |  | Yes | UNVERIFIED - MODEL BASELINE | Estim8r original model baseline | N/A | [7 empty] | NO | Do not use as an authoritative bid labor unit until verified against a permitted source or company production history.
EL-00438 | 26 | Raceways | Fittings | Install RMC Aluminum Factory elbow | 1/2 in | RMC Aluminum | EA | 0.18 | 0.18 | 0.225 | 0.27 | Electrician |  | All | Both | Layout and normal installation | Supervision; unusual access; premium time |  | Original estimating baseline; calibrate to company history |  |  | Yes | UNVERIFIED - MODEL BASELINE | Estim8r original model baseline | N/A | [7 empty] | NO | Do not use as an authoritative bid labor unit until verified against a permitted source or company production history.
EL-00439 | 26 | Raceways | Fittings | Install RMC Aluminum Conduit body | 1/2 in | RMC Aluminum | EA | 0.22 | 0.22 | 0.275 | 0.33 | Electrician |  | All | Both | Layout and normal installation | Supervision; unusual access; premium time |  | Original estimating baseline; calibrate to company history |  |  | Yes | UNVERIFIED - MODEL BASELINE | Estim8r original model baseline | N/A | [7 empty] | NO | Do not use as an authoritative bid labor unit until verified against a permitted source or company production history.
EL-00440 | 26 | Raceways | Fittings | Install RMC Aluminum Bushing | 1/2 in | RMC Aluminum | EA | 0.05 | 0.05 | 0.062 | 0.075 | Electrician |  | All | Both | Layout and normal installation | Supervision; unusual access; premium time |  | Original estimating baseline; calibrate to company history |  |  | Yes | UNVERIFIED - MODEL BASELINE | Estim8r original model baseline | N/A | [7 empty] | NO | Do not use as an authoritative bid labor unit until verified against a permitted source or company production history.
EL-00441 | 26 | Raceways | Fittings | Install RMC Aluminum Grounding bushing | 1/2 in | RMC Aluminum | EA | 0.16 | 0.16 | 0.2 | 0.24 | Electrician |  | All | Both | Layout and normal installation | Supervision; unusual access; premium time |  | Original estimating baseline; calibrate to company history |  |  | Yes | UNVERIFIED - MODEL BASELINE | Estim8r original model baseline | N/A | [7 empty] | NO | Do not use as an authoritative bid labor unit until verified against a permitted source or company production history.
EL-00442 | 26 | Raceways | Fittings | Install RMC Aluminum Locknut | 1/2 in | RMC Aluminum | EA | 0.035 | 0.035 | 0.044 | 0.053 | Electrician |  | All | Both | Layout and normal installation | Supervision; unusual access; premium time |  | Original estimating baseline; calibrate to company history |  |  | Yes | UNVERIFIED - MODEL BASELINE | Estim8r original model baseline | N/A | [7 empty] | NO | Do not use as an authoritative bid labor unit until verified against a permitted source or company production history.
EL-00443 | 26 | Raceways | Fittings | Install RMC Aluminum Sealing fitting | 1/2 in | RMC Aluminum | EA | 0.55 | 0.55 | 0.688 | 0.825 | Electrician |  | All | Both | Layout and normal installation | Supervision; unusual access; premium time |  | Original estimating baseline; calibrate to company history |  |  | Yes | UNVERIFIED - MODEL BASELINE | Estim8r original model baseline | N/A | [7 empty] | NO | Do not use as an authoritative bid labor unit until verified against a permitted source or company production history.
EL-00444 | 26 | Raceways | Bending | Field bend RMC Aluminum 90 | 1/2 in | RMC Aluminum | EA | 0.18 | 0.18 | 0.225 | 0.27 | Electrician | Hand/mechanical/hydraulic bender | All | Both | Layout and normal installation | Supervision; unusual access; premium time |  | Original estimating baseline; calibrate to company history |  |  | Yes | UNVERIFIED - MODEL BASELINE | Estim8r original model baseline | N/A | [7 empty] | NO | Do not use as an authoritative bid labor unit until verified against a permitted source or company production history.
EL-00445 | 26 | Raceways | Bending | Field offset/kick RMC Aluminum | 1/2 in | RMC Aluminum | EA | 0.22 | 0.22 | 0.275 | 0.33 | Electrician | Hand/mechanical/hydraulic bender | All | Both | Layout and normal installation | Supervision; unusual access; premium time |  | Original estimating baseline; calibrate to company history |  |  | Yes | UNVERIFIED - MODEL BASELINE | Estim8r original model baseline | N/A | [7 empty] | NO | Do not use as an authoritative bid labor unit until verified against a permitted source or company production history.
EL-00446 | 26 | Raceways | Conduit Installation | Install RMC Aluminum | 3/4 in | RMC Aluminum | LF | 0.05625 | 0.05625 | 0.07 | 0.084 | Electrician |  | All | Both | Layout and normal installation | Supervision; unusual access; premium time | Straight-run baseline; fittings, supports, bends and penetrations can be separate line items. | Original estimating baseline; calibrate to company history |  |  | Yes | UNVERIFIED - MODEL BASELINE | Estim8r original model baseline | N/A | [7 empty] | NO | Do not use as an authoritative bid labor unit until verified against a permitted source or company production history.
EL-00447 | 26 | Raceways | Fittings | Install RMC Aluminum Connector | 3/4 in | RMC Aluminum | EA | 0.0864 | 0.0864 | 0.108 | 0.13 | Electrician |  | All | Both | Layout and normal installation | Supervision; unusual access; premium time |  | Original estimating baseline; calibrate to company history |  |  | Yes | UNVERIFIED - MODEL BASELINE | Estim8r original model baseline | N/A | [7 empty] | NO | Do not use as an authoritative bid labor unit until verified against a permitted source or company production history.
EL-00448 | 26 | Raceways | Fittings | Install RMC Aluminum Coupling | 3/4 in | RMC Aluminum | EA | 0.0756 | 0.0756 | 0.095 | 0.113 | Electrician |  | All | Both | Layout and normal installation | Supervision; unusual access; premium time |  | Original estimating baseline; calibrate to company history |  |  | Yes | UNVERIFIED - MODEL BASELINE | Estim8r original model baseline | N/A | [7 empty] | NO | Do not use as an authoritative bid labor unit until verified against a permitted source or company production history.
EL-00449 | 26 | Raceways | Fittings | Install RMC Aluminum Factory elbow | 3/4 in | RMC Aluminum | EA | 0.1944 | 0.1944 | 0.243 | 0.292 | Electrician |  | All | Both | Layout and normal installation | Supervision; unusual access; premium time |  | Original estimating baseline; calibrate to company history |  |  | Yes | UNVERIFIED - MODEL BASELINE | Estim8r original model baseline | N/A | [7 empty] | NO | Do not use as an authoritative bid labor unit until verified against a permitted source or company production history.
EL-00450 | 26 | Raceways | Fittings | Install RMC Aluminum Conduit body | 3/4 in | RMC Aluminum | EA | 0.2376 | 0.2376 | 0.297 | 0.356 | Electrician |  | All | Both | Layout and normal installation | Supervision; unusual access; premium time |  | Original estimating baseline; calibrate to company history |  |  | Yes | UNVERIFIED - MODEL BASELINE | Estim8r original model baseline | N/A | [7 empty] | NO | Do not use as an authoritative bid labor unit until verified against a permitted source or company production history.
EL-00451 | 26 | Raceways | Fittings | Install RMC Aluminum Bushing | 3/4 in | RMC Aluminum | EA | 0.054 | 0.054 | 0.068 | 0.081 | Electrician |  | All | Both | Layout and normal installation | Supervision; unusual access; premium time |  | Original estimating baseline; calibrate to company history |  |  | Yes | UNVERIFIED - MODEL BASELINE | Estim8r original model baseline | N/A | [7 empty] | NO | Do not use as an authoritative bid labor unit until verified against a permitted source or company production history.
EL-00452 | 26 | Raceways | Fittings | Install RMC Aluminum Grounding bushing | 3/4 in | RMC Aluminum | EA | 0.1728 | 0.1728 | 0.216 | 0.259 | Electrician |  | All | Both | Layout and normal installation | Supervision; unusual access; premium time |  | Original estimating baseline; calibrate to company history |  |  | Yes | UNVERIFIED - MODEL BASELINE | Estim8r original model baseline | N/A | [7 empty] | NO | Do not use as an authoritative bid labor unit until verified against a permitted source or company production history.
EL-00453 | 26 | Raceways | Fittings | Install RMC Aluminum Locknut | 3/4 in | RMC Aluminum | EA | 0.0378 | 0.0378 | 0.047 | 0.057 | Electrician |  | All | Both | Layout and normal installation | Supervision; unusual access; premium time |  | Original estimating baseline; calibrate to company history |  |  | Yes | UNVERIFIED - MODEL BASELINE | Estim8r original model baseline | N/A | [7 empty] | NO | Do not use as an authoritative bid labor unit until verified against a permitted source or company production history.
EL-00454 | 26 | Raceways | Fittings | Install RMC Aluminum Sealing fitting | 3/4 in | RMC Aluminum | EA | 0.594 | 0.594 | 0.743 | 0.891 | Electrician |  | All | Both | Layout and normal installation | Supervision; unusual access; premium time |  | Original estimating baseline; calibrate to company history |  |  | Yes | UNVERIFIED - MODEL BASELINE | Estim8r original model baseline | N/A | [7 empty] | NO | Do not use as an authoritative bid labor unit until verified against a permitted source or company production history.
EL-00455 | 26 | Raceways | Bending | Field bend RMC Aluminum 90 | 3/4 in | RMC Aluminum | EA | 0.2034 | 0.2034 | 0.254 | 0.305 | Electrician | Hand/mechanical/hydraulic bender | All | Both | Layout and normal installation | Supervision; unusual access; premium time |  | Original estimating baseline; calibrate to company history |  |  | Yes | UNVERIFIED - MODEL BASELINE | Estim8r original model baseline | N/A | [7 empty] | NO | Do not use as an authoritative bid labor unit until verified against a permitted source or company production history.
EL-00456 | 26 | Raceways | Bending | Field offset/kick RMC Aluminum | 3/4 in | RMC Aluminum | EA | 0.2486 | 0.2486 | 0.311 | 0.373 | Electrician | Hand/mechanical/hydraulic bender | All | Both | Layout and normal installation | Supervision; unusual access; premium time |  | Original estimating baseline; calibrate to company history |  |  | Yes | UNVERIFIED - MODEL BASELINE | Estim8r original model baseline | N/A | [7 empty] | NO | Do not use as an authoritative bid labor unit until verified against a permitted source or company production history.
EL-00457 | 26 | Raceways | Conduit Installation | Install RMC Aluminum | 1 in | RMC Aluminum | LF | 0.065 | 0.065 | 0.081 | 0.098 | Electrician |  | All | Both | Layout and normal installation | Supervision; unusual access; premium time | Straight-run baseline; fittings, supports, bends and penetrations can be separate line items. | Original estimating baseline; calibrate to company history |  |  | Yes | UNVERIFIED - MODEL BASELINE | Estim8r original model baseline | N/A | [7 empty] | NO | Do not use as an authoritative bid labor unit until verified against a permitted source or company production history.
EL-00458 | 26 | Raceways | Fittings | Install RMC Aluminum Connector | 1 in | RMC Aluminum | EA | 0.0928 | 0.0928 | 0.116 | 0.139 | Electrician |  | All | Both | Layout and normal installation | Supervision; unusual access; premium time |  | Original estimating baseline; calibrate to company history |  |  | Yes | UNVERIFIED - MODEL BASELINE | Estim8r original model baseline | N/A | [7 empty] | NO | Do not use as an authoritative bid labor unit until verified against a permitted source or company production history.
EL-00459 | 26 | Raceways | Fittings | Install RMC Aluminum Coupling | 1 in | RMC Aluminum | EA | 0.0812 | 0.0812 | 0.102 | 0.122 | Electrician |  | All | Both | Layout and normal installation | Supervision; unusual access; premium time |  | Original estimating baseline; calibrate to company history |  |  | Yes | UNVERIFIED - MODEL BASELINE | Estim8r original model baseline | N/A | [7 empty] | NO | Do not use as an authoritative bid labor unit until verified against a permitted source or company production history.
EL-00460 | 26 | Raceways | Fittings | Install RMC Aluminum Factory elbow | 1 in | RMC Aluminum | EA | 0.2088 | 0.2088 | 0.261 | 0.313 | Electrician |  | All | Both | Layout and normal installation | Supervision; unusual access; premium time |  | Original estimating baseline; calibrate to company history |  |  | Yes | UNVERIFIED - MODEL BASELINE | Estim8r original model baseline | N/A | [7 empty] | NO | Do not use as an authoritative bid labor unit until verified against a permitted source or company production history.
EL-00461 | 26 | Raceways | Fittings | Install RMC Aluminum Conduit body | 1 in | RMC Aluminum | EA | 0.2552 | 0.2552 | 0.319 | 0.383 | Electrician |  | All | Both | Layout and normal installation | Supervision; unusual access; premium time |  | Original estimating baseline; calibrate to company history |  |  | Yes | UNVERIFIED - MODEL BASELINE | Estim8r original model baseline | N/A | [7 empty] | NO | Do not use as an authoritative bid labor unit until verified against a permitted source or company production history.
EL-00462 | 26 | Raceways | Fittings | Install RMC Aluminum Bushing | 1 in | RMC Aluminum | EA | 0.058 | 0.058 | 0.072 | 0.087 | Electrician |  | All | Both | Layout and normal installation | Supervision; unusual access; premium time |  | Original estimating baseline; calibrate to company history |  |  | Yes | UNVERIFIED - MODEL BASELINE | Estim8r original model baseline | N/A | [7 empty] | NO | Do not use as an authoritative bid labor unit until verified against a permitted source or company production history.
EL-00463 | 26 | Raceways | Fittings | Install RMC Aluminum Grounding bushing | 1 in | RMC Aluminum | EA | 0.1856 | 0.1856 | 0.232 | 0.278 | Electrician |  | All | Both | Layout and normal installation | Supervision; unusual access; premium time |  | Original estimating baseline; calibrate to company history |  |  | Yes | UNVERIFIED - MODEL BASELINE | Estim8r original model baseline | N/A | [7 empty] | NO | Do not use as an authoritative bid labor unit until verified against a permitted source or company production history.
EL-00464 | 26 | Raceways | Fittings | Install RMC Aluminum Locknut | 1 in | RMC Aluminum | EA | 0.0406 | 0.0406 | 0.051 | 0.061 | Electrician |  | All | Both | Layout and normal installation | Supervision; unusual access; premium time |  | Original estimating baseline; calibrate to company history |  |  | Yes | UNVERIFIED - MODEL BASELINE | Estim8r original model baseline | N/A | [7 empty] | NO | Do not use as an authoritative bid labor unit until verified against a permitted source or company production history.
EL-00465 | 26 | Raceways | Fittings | Install RMC Aluminum Sealing fitting | 1 in | RMC Aluminum | EA | 0.638 | 0.638 | 0.797 | 0.957 | Electrician |  | All | Both | Layout and normal installation | Supervision; unusual access; premium time |  | Original estimating baseline; calibrate to company history |  |  | Yes | UNVERIFIED - MODEL BASELINE | Estim8r original model baseline | N/A | [7 empty] | NO | Do not use as an authoritative bid labor unit until verified against a permitted source or company production history.
EL-00466 | 26 | Raceways | Bending | Field bend RMC Aluminum 90 | 1 in | RMC Aluminum | EA | 0.2268 | 0.2268 | 0.283 | 0.34 | Electrician | Hand/mechanical/hydraulic bender | All | Both | Layout and normal installation | Supervision; unusual access; premium time |  | Original estimating baseline; calibrate to company history |  |  | Yes | UNVERIFIED - MODEL BASELINE | Estim8r original model baseline | N/A | [7 empty] | NO | Do not use as an authoritative bid labor unit until verified against a permitted source or company production history.
EL-00467 | 26 | Raceways | Bending | Field offset/kick RMC Aluminum | 1 in | RMC Aluminum | EA | 0.2772 | 0.2772 | 0.347 | 0.416 | Electrician | Hand/mechanical/hydraulic bender | All | Both | Layout and normal installation | Supervision; unusual access; premium time |  | Original estimating baseline; calibrate to company history |  |  | Yes | UNVERIFIED - MODEL BASELINE | Estim8r original model baseline | N/A | [7 empty] | NO | Do not use as an authoritative bid labor unit until verified against a permitted source or company production history.
EL-00468 | 26 | Raceways | Conduit Installation | Install RMC Aluminum | 1-1/4 in | RMC Aluminum | LF | 0.08125 | 0.08125 | 0.102 | 0.122 | Electrician |  | All | Both | Layout and normal installation | Supervision; unusual access; premium time | Straight-run baseline; fittings, supports, bends and penetrations can be separate line items. | Original estimating baseline; calibrate to company history |  |  | Yes | UNVERIFIED - MODEL BASELINE | Estim8r original model baseline | N/A | [7 empty] | NO | Do not use as an authoritative bid labor unit until verified against a permitted source or company production history.
EL-00469 | 26 | Raceways | Fittings | Install RMC Aluminum Connector | 1-1/4 in | RMC Aluminum | EA | 0.0992 | 0.0992 | 0.124 | 0.149 | Electrician |  | All | Both | Layout and normal installation | Supervision; unusual access; premium time |  | Original estimating baseline; calibrate to company history |  |  | Yes | UNVERIFIED - MODEL BASELINE | Estim8r original model baseline | N/A | [7 empty] | NO | Do not use as an authoritative bid labor unit until verified against a permitted source or company production history.
EL-00470 | 26 | Raceways | Fittings | Install RMC Aluminum Coupling | 1-1/4 in | RMC Aluminum | EA | 0.0868 | 0.0868 | 0.108 | 0.13 | Electrician |  | All | Both | Layout and normal installation | Supervision; unusual access; premium time |  | Original estimating baseline; calibrate to company history |  |  | Yes | UNVERIFIED - MODEL BASELINE | Estim8r original model baseline | N/A | [7 empty] | NO | Do not use as an authoritative bid labor unit until verified against a permitted source or company production history.
EL-00471 | 26 | Raceways | Fittings | Install RMC Aluminum Factory elbow | 1-1/4 in | RMC Aluminum | EA | 0.2232 | 0.2232 | 0.279 | 0.335 | Electrician |  | All | Both | Layout and normal installation | Supervision; unusual access; premium time |  | Original estimating baseline; calibrate to company history |  |  | Yes | UNVERIFIED - MODEL BASELINE | Estim8r original model baseline | N/A | [7 empty] | NO | Do not use as an authoritative bid labor unit until verified against a permitted source or company production history.
EL-00472 | 26 | Raceways | Fittings | Install RMC Aluminum Conduit body | 1-1/4 in | RMC Aluminum | EA | 0.2728 | 0.2728 | 0.341 | 0.409 | Electrician |  | All | Both | Layout and normal installation | Supervision; unusual access; premium time |  | Original estimating baseline; calibrate to company history |  |  | Yes | UNVERIFIED - MODEL BASELINE | Estim8r original model baseline | N/A | [7 empty] | NO | Do not use as an authoritative bid labor unit until verified against a permitted source or company production history.
EL-00473 | 26 | Raceways | Fittings | Install RMC Aluminum Bushing | 1-1/4 in | RMC Aluminum | EA | 0.062 | 0.062 | 0.077 | 0.093 | Electrician |  | All | Both | Layout and normal installation | Supervision; unusual access; premium time |  | Original estimating baseline; calibrate to company history |  |  | Yes | UNVERIFIED - MODEL BASELINE | Estim8r original model baseline | N/A | [7 empty] | NO | Do not use as an authoritative bid labor unit until verified against a permitted source or company production history.
EL-00474 | 26 | Raceways | Fittings | Install RMC Aluminum Grounding bushing | 1-1/4 in | RMC Aluminum | EA | 0.1984 | 0.1984 | 0.248 | 0.298 | Electrician |  | All | Both | Layout and normal installation | Supervision; unusual access; premium time |  | Original estimating baseline; calibrate to company history |  |  | Yes | UNVERIFIED - MODEL BASELINE | Estim8r original model baseline | N/A | [7 empty] | NO | Do not use as an authoritative bid labor unit until verified against a permitted source or company production history.
EL-00475 | 26 | Raceways | Fittings | Install RMC Aluminum Locknut | 1-1/4 in | RMC Aluminum | EA | 0.0434 | 0.0434 | 0.054 | 0.065 | Electrician |  | All | Both | Layout and normal installation | Supervision; unusual access; premium time |  | Original estimating baseline; calibrate to company history |  |  | Yes | UNVERIFIED - MODEL BASELINE | Estim8r original model baseline | N/A | [7 empty] | NO | Do not use as an authoritative bid labor unit until verified against a permitted source or company production history.
EL-00476 | 26 | Raceways | Fittings | Install RMC Aluminum Sealing fitting | 1-1/4 in | RMC Aluminum | EA | 0.682 | 0.682 | 0.853 | 1.023 | Electrician |  | All | Both | Layout and normal installation | Supervision; unusual access; premium time |  | Original estimating baseline; calibrate to company history |  |  | Yes | UNVERIFIED - MODEL BASELINE | Estim8r original model baseline | N/A | [7 empty] | NO | Do not use as an authoritative bid labor unit until verified against a permitted source or company production history.
EL-00477 | 26 | Raceways | Bending | Field bend RMC Aluminum 90 | 1-1/4 in | RMC Aluminum | EA | 0.2502 | 0.2502 | 0.313 | 0.375 | Electrician | Hand/mechanical/hydraulic bender | All | Both | Layout and normal installation | Supervision; unusual access; premium time |  | Original estimating baseline; calibrate to company history |  |  | Yes | UNVERIFIED - MODEL BASELINE | Estim8r original model baseline | N/A | [7 empty] | NO | Do not use as an authoritative bid labor unit until verified against a permitted source or company production history.
EL-00478 | 26 | Raceways | Bending | Field offset/kick RMC Aluminum | 1-1/4 in | RMC Aluminum | EA | 0.3058 | 0.3058 | 0.382 | 0.459 | Electrician | Hand/mechanical/hydraulic bender | All | Both | Layout and normal installation | Supervision; unusual access; premium time |  | Original estimating baseline; calibrate to company history |  |  | Yes | UNVERIFIED - MODEL BASELINE | Estim8r original model baseline | N/A | [7 empty] | NO | Do not use as an authoritative bid labor unit until verified against a permitted source or company production history.
EL-00479 | 26 | Raceways | Conduit Installation | Install RMC Aluminum | 1-1/2 in | RMC Aluminum | LF | 0.09375 | 0.09375 | 0.117 | 0.141 | Electrician |  | All | Both | Layout and normal installation | Supervision; unusual access; premium time | Straight-run baseline; fittings, supports, bends and penetrations can be separate line items. | Original estimating baseline; calibrate to company history |  |  | Yes | UNVERIFIED - MODEL BASELINE | Estim8r original model baseline | N/A | [7 empty] | NO | Do not use as an authoritative bid labor unit until verified against a permitted source or company production history.
EL-00480 | 26 | Raceways | Fittings | Install RMC Aluminum Connector | 1-1/2 in | RMC Aluminum | EA | 0.1056 | 0.1056 | 0.132 | 0.158 | Electrician |  | All | Both | Layout and normal installation | Supervision; unusual access; premium time |  | Original estimating baseline; calibrate to company history |  |  | Yes | UNVERIFIED - MODEL BASELINE | Estim8r original model baseline | N/A | [7 empty] | NO | Do not use as an authoritative bid labor unit until verified against a permitted source or company production history.
EL-00481 | 26 | Raceways | Fittings | Install RMC Aluminum Coupling | 1-1/2 in | RMC Aluminum | EA | 0.0924 | 0.0924 | 0.116 | 0.139 | Electrician |  | All | Both | Layout and normal installation | Supervision; unusual access; premium time |  | Original estimating baseline; calibrate to company history |  |  | Yes | UNVERIFIED - MODEL BASELINE | Estim8r original model baseline | N/A | [7 empty] | NO | Do not use as an authoritative bid labor unit until verified against a permitted source or company production history.
EL-00482 | 26 | Raceways | Fittings | Install RMC Aluminum Factory elbow | 1-1/2 in | RMC Aluminum | EA | 0.2376 | 0.2376 | 0.297 | 0.356 | Electrician |  | All | Both | Layout and normal installation | Supervision; unusual access; premium time |  | Original estimating baseline; calibrate to company history |  |  | Yes | UNVERIFIED - MODEL BASELINE | Estim8r original model baseline | N/A | [7 empty] | NO | Do not use as an authoritative bid labor unit until verified against a permitted source or company production history.
EL-00483 | 26 | Raceways | Fittings | Install RMC Aluminum Conduit body | 1-1/2 in | RMC Aluminum | EA | 0.2904 | 0.2904 | 0.363 | 0.436 | Electrician |  | All | Both | Layout and normal installation | Supervision; unusual access; premium time |  | Original estimating baseline; calibrate to company history |  |  | Yes | UNVERIFIED - MODEL BASELINE | Estim8r original model baseline | N/A | [7 empty] | NO | Do not use as an authoritative bid labor unit until verified against a permitted source or company production history.
EL-00484 | 26 | Raceways | Fittings | Install RMC Aluminum Bushing | 1-1/2 in | RMC Aluminum | EA | 0.066 | 0.066 | 0.083 | 0.099 | Electrician |  | All | Both | Layout and normal installation | Supervision; unusual access; premium time |  | Original estimating baseline; calibrate to company history |  |  | Yes | UNVERIFIED - MODEL BASELINE | Estim8r original model baseline | N/A | [7 empty] | NO | Do not use as an authoritative bid labor unit until verified against a permitted source or company production history.
EL-00485 | 26 | Raceways | Fittings | Install RMC Aluminum Grounding bushing | 1-1/2 in | RMC Aluminum | EA | 0.2112 | 0.2112 | 0.264 | 0.317 | Electrician |  | All | Both | Layout and normal installation | Supervision; unusual access; premium time |  | Original estimating baseline; calibrate to company history |  |  | Yes | UNVERIFIED - MODEL BASELINE | Estim8r original model baseline | N/A | [7 empty] | NO | Do not use as an authoritative bid labor unit until verified against a permitted source or company production history.
EL-00486 | 26 | Raceways | Fittings | Install RMC Aluminum Locknut | 1-1/2 in | RMC Aluminum | EA | 0.0462 | 0.0462 | 0.058 | 0.069 | Electrician |  | All | Both | Layout and normal installation | Supervision; unusual access; premium time |  | Original estimating baseline; calibrate to company history |  |  | Yes | UNVERIFIED - MODEL BASELINE | Estim8r original model baseline | N/A | [7 empty] | NO | Do not use as an authoritative bid labor unit until verified against a permitted source or company production history.
EL-00487 | 26 | Raceways | Fittings | Install RMC Aluminum Sealing fitting | 1-1/2 in | RMC Aluminum | EA | 0.726 | 0.726 | 0.908 | 1.089 | Electrician |  | All | Both | Layout and normal installation | Supervision; unusual access; premium time |  | Original estimating baseline; calibrate to company history |  |  | Yes | UNVERIFIED - MODEL BASELINE | Estim8r original model baseline | N/A | [7 empty] | NO | Do not use as an authoritative bid labor unit until verified against a permitted source or company production history.
EL-00488 | 26 | Raceways | Bending | Field bend RMC Aluminum 90 | 1-1/2 in | RMC Aluminum | EA | 0.2736 | 0.2736 | 0.342 | 0.41 | Electrician | Hand/mechanical/hydraulic bender | All | Both | Layout and normal installation | Supervision; unusual access; premium time |  | Original estimating baseline; calibrate to company history |  |  | Yes | UNVERIFIED - MODEL BASELINE | Estim8r original model baseline | N/A | [7 empty] | NO | Do not use as an authoritative bid labor unit until verified against a permitted source or company production history.
EL-00489 | 26 | Raceways | Bending | Field offset/kick RMC Aluminum | 1-1/2 in | RMC Aluminum | EA | 0.3344 | 0.3344 | 0.418 | 0.502 | Electrician | Hand/mechanical/hydraulic bender | All | Both | Layout and normal installation | Supervision; unusual access; premium time |  | Original estimating baseline; calibrate to company history |  |  | Yes | UNVERIFIED - MODEL BASELINE | Estim8r original model baseline | N/A | [7 empty] | NO | Do not use as an authoritative bid labor unit until verified against a permitted source or company production history.
EL-00490 | 26 | Raceways | Conduit Installation | Install RMC Aluminum | 2 in | RMC Aluminum | LF | 0.1125 | 0.1125 | 0.141 | 0.169 | Electrician |  | All | Both | Layout and normal installation | Supervision; unusual access; premium time | Straight-run baseline; fittings, supports, bends and penetrations can be separate line items. | Original estimating baseline; calibrate to company history |  |  | Yes | UNVERIFIED - MODEL BASELINE | Estim8r original model baseline | N/A | [7 empty] | NO | Do not use as an authoritative bid labor unit until verified against a permitted source or company production history.
EL-00491 | 26 | Raceways | Fittings | Install RMC Aluminum Connector | 2 in | RMC Aluminum | EA | 0.112 | 0.112 | 0.14 | 0.168 | Electrician |  | All | Both | Layout and normal installation | Supervision; unusual access; premium time |  | Original estimating baseline; calibrate to company history |  |  | Yes | UNVERIFIED - MODEL BASELINE | Estim8r original model baseline | N/A | [7 empty] | NO | Do not use as an authoritative bid labor unit until verified against a permitted source or company production history.
EL-00492 | 26 | Raceways | Fittings | Install RMC Aluminum Coupling | 2 in | RMC Aluminum | EA | 0.098 | 0.098 | 0.122 | 0.147 | Electrician |  | All | Both | Layout and normal installation | Supervision; unusual access; premium time |  | Original estimating baseline; calibrate to company history |  |  | Yes | UNVERIFIED - MODEL BASELINE | Estim8r original model baseline | N/A | [7 empty] | NO | Do not use as an authoritative bid labor unit until verified against a permitted source or company production history.
EL-00493 | 26 | Raceways | Fittings | Install RMC Aluminum Factory elbow | 2 in | RMC Aluminum | EA | 0.252 | 0.252 | 0.315 | 0.378 | Electrician |  | All | Both | Layout and normal installation | Supervision; unusual access; premium time |  | Original estimating baseline; calibrate to company history |  |  | Yes | UNVERIFIED - MODEL BASELINE | Estim8r original model baseline | N/A | [7 empty] | NO | Do not use as an authoritative bid labor unit until verified against a permitted source or company production history.
EL-00494 | 26 | Raceways | Fittings | Install RMC Aluminum Conduit body | 2 in | RMC Aluminum | EA | 0.308 | 0.308 | 0.385 | 0.462 | Electrician |  | All | Both | Layout and normal installation | Supervision; unusual access; premium time |  | Original estimating baseline; calibrate to company history |  |  | Yes | UNVERIFIED - MODEL BASELINE | Estim8r original model baseline | N/A | [7 empty] | NO | Do not use as an authoritative bid labor unit until verified against a permitted source or company production history.
EL-00495 | 26 | Raceways | Fittings | Install RMC Aluminum Bushing | 2 in | RMC Aluminum | EA | 0.07 | 0.07 | 0.087 | 0.105 | Electrician |  | All | Both | Layout and normal installation | Supervision; unusual access; premium time |  | Original estimating baseline; calibrate to company history |  |  | Yes | UNVERIFIED - MODEL BASELINE | Estim8r original model baseline | N/A | [7 empty] | NO | Do not use as an authoritative bid labor unit until verified against a permitted source or company production history.
EL-00496 | 26 | Raceways | Fittings | Install RMC Aluminum Grounding bushing | 2 in | RMC Aluminum | EA | 0.224 | 0.224 | 0.28 | 0.336 | Electrician |  | All | Both | Layout and normal installation | Supervision; unusual access; premium time |  | Original estimating baseline; calibrate to company history |  |  | Yes | UNVERIFIED - MODEL BASELINE | Estim8r original model baseline | N/A | [7 empty] | NO | Do not use as an authoritative bid labor unit until verified against a permitted source or company production history.
EL-00497 | 26 | Raceways | Fittings | Install RMC Aluminum Locknut | 2 in | RMC Aluminum | EA | 0.049 | 0.049 | 0.061 | 0.074 | Electrician |  | All | Both | Layout and normal installation | Supervision; unusual access; premium time |  | Original estimating baseline; calibrate to company history |  |  | Yes | UNVERIFIED - MODEL BASELINE | Estim8r original model baseline | N/A | [7 empty] | NO | Do not use as an authoritative bid labor unit until verified against a permitted source or company production history.
EL-00498 | 26 | Raceways | Fittings | Install RMC Aluminum Sealing fitting | 2 in | RMC Aluminum | EA | 0.77 | 0.77 | 0.963 | 1.155 | Electrician |  | All | Both | Layout and normal installation | Supervision; unusual access; premium time |  | Original estimating baseline; calibrate to company history |  |  | Yes | UNVERIFIED - MODEL BASELINE | Estim8r original model baseline | N/A | [7 empty] | NO | Do not use as an authoritative bid labor unit until verified against a permitted source or company production history.
EL-00499 | 26 | Raceways | Bending | Field bend RMC Aluminum 90 | 2 in | RMC Aluminum | EA | 0.297 | 0.297 | 0.371 | 0.446 | Electrician | Hand/mechanical/hydraulic bender | All | Both | Layout and normal installation | Supervision; unusual access; premium time |  | Original estimating baseline; calibrate to company history |  |  | Yes | UNVERIFIED - MODEL BASELINE | Estim8r original model baseline | N/A | [7 empty] | NO | Do not use as an authoritative bid labor unit until verified against a permitted source or company production history.
EL-00500 | 26 | Raceways | Bending | Field offset/kick RMC Aluminum | 2 in | RMC Aluminum | EA | 0.363 | 0.363 | 0.454 | 0.544 | Electrician | Hand/mechanical/hydraulic bender | All | Both | Layout and normal installation | Supervision; unusual access; premium time |  | Original estimating baseline; calibrate to company history |  |  | Yes | UNVERIFIED - MODEL BASELINE | Estim8r original model baseline | N/A | [7 empty] | NO | Do not use as an authoritative bid labor unit until verified against a permitted source or company production history.
EL-00501 | 26 | Raceways | Conduit Installation | Install RMC Aluminum | 2-1/2 in | RMC Aluminum | LF | 0.14375 | 0.14375 | 0.18 | 0.216 | Electrician |  | All | Both | Layout and normal installation | Supervision; unusual access; premium time | Straight-run baseline; fittings, supports, bends and penetrations can be separate line items. | Original estimating baseline; calibrate to company history |  |  | Yes | UNVERIFIED - MODEL BASELINE | Estim8r original model baseline | N/A | [7 empty] | NO | Do not use as an authoritative bid labor unit until verified against a permitted source or company production history.
EL-00502 | 26 | Raceways | Fittings | Install RMC Aluminum Connector | 2-1/2 in | RMC Aluminum | EA | 0.1184 | 0.1184 | 0.148 | 0.178 | Electrician |  | All | Both | Layout and normal installation | Supervision; unusual access; premium time |  | Original estimating baseline; calibrate to company history |  |  | Yes | UNVERIFIED - MODEL BASELINE | Estim8r original model baseline | N/A | [7 empty] | NO | Do not use as an authoritative bid labor unit until verified against a permitted source or company production history.
EL-00503 | 26 | Raceways | Fittings | Install RMC Aluminum Coupling | 2-1/2 in | RMC Aluminum | EA | 0.1036 | 0.1036 | 0.13 | 0.155 | Electrician |  | All | Both | Layout and normal installation | Supervision; unusual access; premium time |  | Original estimating baseline; calibrate to company history |  |  | Yes | UNVERIFIED - MODEL BASELINE | Estim8r original model baseline | N/A | [7 empty] | NO | Do not use as an authoritative bid labor unit until verified against a permitted source or company production history.
EL-00504 | 26 | Raceways | Fittings | Install RMC Aluminum Factory elbow | 2-1/2 in | RMC Aluminum | EA | 0.2664 | 0.2664 | 0.333 | 0.4 | Electrician |  | All | Both | Layout and normal installation | Supervision; unusual access; premium time |  | Original estimating baseline; calibrate to company history |  |  | Yes | UNVERIFIED - MODEL BASELINE | Estim8r original model baseline | N/A | [7 empty] | NO | Do not use as an authoritative bid labor unit until verified against a permitted source or company production history.
EL-00505 | 26 | Raceways | Fittings | Install RMC Aluminum Conduit body | 2-1/2 in | RMC Aluminum | EA | 0.3256 | 0.3256 | 0.407 | 0.488 | Electrician |  | All | Both | Layout and normal installation | Supervision; unusual access; premium time |  | Original estimating baseline; calibrate to company history |  |  | Yes | UNVERIFIED - MODEL BASELINE | Estim8r original model baseline | N/A | [7 empty] | NO | Do not use as an authoritative bid labor unit until verified against a permitted source or company production history.
EL-00506 | 26 | Raceways | Fittings | Install RMC Aluminum Bushing | 2-1/2 in | RMC Aluminum | EA | 0.074 | 0.074 | 0.092 | 0.111 | Electrician |  | All | Both | Layout and normal installation | Supervision; unusual access; premium time |  | Original estimating baseline; calibrate to company history |  |  | Yes | UNVERIFIED - MODEL BASELINE | Estim8r original model baseline | N/A | [7 empty] | NO | Do not use as an authoritative bid labor unit until verified against a permitted source or company production history.
EL-00507 | 26 | Raceways | Fittings | Install RMC Aluminum Grounding bushing | 2-1/2 in | RMC Aluminum | EA | 0.2368 | 0.2368 | 0.296 | 0.355 | Electrician |  | All | Both | Layout and normal installation | Supervision; unusual access; premium time |  | Original estimating baseline; calibrate to company history |  |  | Yes | UNVERIFIED - MODEL BASELINE | Estim8r original model baseline | N/A | [7 empty] | NO | Do not use as an authoritative bid labor unit until verified against a permitted source or company production history.
EL-00508 | 26 | Raceways | Fittings | Install RMC Aluminum Locknut | 2-1/2 in | RMC Aluminum | EA | 0.0518 | 0.0518 | 0.065 | 0.078 | Electrician |  | All | Both | Layout and normal installation | Supervision; unusual access; premium time |  | Original estimating baseline; calibrate to company history |  |  | Yes | UNVERIFIED - MODEL BASELINE | Estim8r original model baseline | N/A | [7 empty] | NO | Do not use as an authoritative bid labor unit until verified against a permitted source or company production history.
EL-00509 | 26 | Raceways | Fittings | Install RMC Aluminum Sealing fitting | 2-1/2 in | RMC Aluminum | EA | 0.814 | 0.814 | 1.018 | 1.221 | Electrician |  | All | Both | Layout and normal installation | Supervision; unusual access; premium time |  | Original estimating baseline; calibrate to company history |  |  | Yes | UNVERIFIED - MODEL BASELINE | Estim8r original model baseline | N/A | [7 empty] | NO | Do not use as an authoritative bid labor unit until verified against a permitted source or company production history.
EL-00510 | 26 | Raceways | Bending | Field bend RMC Aluminum 90 | 2-1/2 in | RMC Aluminum | EA | 0.3204 | 0.3204 | 0.401 | 0.481 | Electrician | Hand/mechanical/hydraulic bender | All | Both | Layout and normal installation | Supervision; unusual access; premium time |  | Original estimating baseline; calibrate to company history |  |  | Yes | UNVERIFIED - MODEL BASELINE | Estim8r original model baseline | N/A | [7 empty] | NO | Do not use as an authoritative bid labor unit until verified against a permitted source or company production history.
EL-00511 | 26 | Raceways | Bending | Field offset/kick RMC Aluminum | 2-1/2 in | RMC Aluminum | EA | 0.3916 | 0.3916 | 0.489 | 0.587 | Electrician | Hand/mechanical/hydraulic bender | All | Both | Layout and normal installation | Supervision; unusual access; premium time |  | Original estimating baseline; calibrate to company history |  |  | Yes | UNVERIFIED - MODEL BASELINE | Estim8r original model baseline | N/A | [7 empty] | NO | Do not use as an authoritative bid labor unit until verified against a permitted source or company production history.
EL-00512 | 26 | Raceways | Conduit Installation | Install RMC Aluminum | 3 in | RMC Aluminum | LF | 0.175 | 0.175 | 0.219 | 0.263 | Electrician |  | All | Both | Layout and normal installation | Supervision; unusual access; premium time | Straight-run baseline; fittings, supports, bends and penetrations can be separate line items. | Original estimating baseline; calibrate to company history |  |  | Yes | UNVERIFIED - MODEL BASELINE | Estim8r original model baseline | N/A | [7 empty] | NO | Do not use as an authoritative bid labor unit until verified against a permitted source or company production history.
EL-00513 | 26 | Raceways | Fittings | Install RMC Aluminum Connector | 3 in | RMC Aluminum | EA | 0.1248 | 0.1248 | 0.156 | 0.187 | Electrician |  | All | Both | Layout and normal installation | Supervision; unusual access; premium time |  | Original estimating baseline; calibrate to company history |  |  | Yes | UNVERIFIED - MODEL BASELINE | Estim8r original model baseline | N/A | [7 empty] | NO | Do not use as an authoritative bid labor unit until verified against a permitted source or company production history.
EL-00514 | 26 | Raceways | Fittings | Install RMC Aluminum Coupling | 3 in | RMC Aluminum | EA | 0.1092 | 0.1092 | 0.137 | 0.164 | Electrician |  | All | Both | Layout and normal installation | Supervision; unusual access; premium time |  | Original estimating baseline; calibrate to company history |  |  | Yes | UNVERIFIED - MODEL BASELINE | Estim8r original model baseline | N/A | [7 empty] | NO | Do not use as an authoritative bid labor unit until verified against a permitted source or company production history.
EL-00515 | 26 | Raceways | Fittings | Install RMC Aluminum Factory elbow | 3 in | RMC Aluminum | EA | 0.2808 | 0.2808 | 0.351 | 0.421 | Electrician |  | All | Both | Layout and normal installation | Supervision; unusual access; premium time |  | Original estimating baseline; calibrate to company history |  |  | Yes | UNVERIFIED - MODEL BASELINE | Estim8r original model baseline | N/A | [7 empty] | NO | Do not use as an authoritative bid labor unit until verified against a permitted source or company production history.
EL-00516 | 26 | Raceways | Fittings | Install RMC Aluminum Conduit body | 3 in | RMC Aluminum | EA | 0.3432 | 0.3432 | 0.429 | 0.515 | Electrician |  | All | Both | Layout and normal installation | Supervision; unusual access; premium time |  | Original estimating baseline; calibrate to company history |  |  | Yes | UNVERIFIED - MODEL BASELINE | Estim8r original model baseline | N/A | [7 empty] | NO | Do not use as an authoritative bid labor unit until verified against a permitted source or company production history.
EL-00517 | 26 | Raceways | Fittings | Install RMC Aluminum Bushing | 3 in | RMC Aluminum | EA | 0.078 | 0.078 | 0.098 | 0.117 | Electrician |  | All | Both | Layout and normal installation | Supervision; unusual access; premium time |  | Original estimating baseline; calibrate to company history |  |  | Yes | UNVERIFIED - MODEL BASELINE | Estim8r original model baseline | N/A | [7 empty] | NO | Do not use as an authoritative bid labor unit until verified against a permitted source or company production history.
EL-00518 | 26 | Raceways | Fittings | Install RMC Aluminum Grounding bushing | 3 in | RMC Aluminum | EA | 0.2496 | 0.2496 | 0.312 | 0.374 | Electrician |  | All | Both | Layout and normal installation | Supervision; unusual access; premium time |  | Original estimating baseline; calibrate to company history |  |  | Yes | UNVERIFIED - MODEL BASELINE | Estim8r original model baseline | N/A | [7 empty] | NO | Do not use as an authoritative bid labor unit until verified against a permitted source or company production history.
EL-00519 | 26 | Raceways | Fittings | Install RMC Aluminum Locknut | 3 in | RMC Aluminum | EA | 0.0546 | 0.0546 | 0.068 | 0.082 | Electrician |  | All | Both | Layout and normal installation | Supervision; unusual access; premium time |  | Original estimating baseline; calibrate to company history |  |  | Yes | UNVERIFIED - MODEL BASELINE | Estim8r original model baseline | N/A | [7 empty] | NO | Do not use as an authoritative bid labor unit until verified against a permitted source or company production history.
EL-00520 | 26 | Raceways | Fittings | Install RMC Aluminum Sealing fitting | 3 in | RMC Aluminum | EA | 0.858 | 0.858 | 1.073 | 1.287 | Electrician |  | All | Both | Layout and normal installation | Supervision; unusual access; premium time |  | Original estimating baseline; calibrate to company history |  |  | Yes | UNVERIFIED - MODEL BASELINE | Estim8r original model baseline | N/A | [7 empty] | NO | Do not use as an authoritative bid labor unit until verified against a permitted source or company production history.
EL-00521 | 26 | Raceways | Bending | Field bend RMC Aluminum 90 | 3 in | RMC Aluminum | EA | 0.3438 | 0.3438 | 0.43 | 0.516 | Electrician | Hand/mechanical/hydraulic bender | All | Both | Layout and normal installation | Supervision; unusual access; premium time |  | Original estimating baseline; calibrate to company history |  |  | Yes | UNVERIFIED - MODEL BASELINE | Estim8r original model baseline | N/A | [7 empty] | NO | Do not use as an authoritative bid labor unit until verified against a permitted source or company production history.
EL-00522 | 26 | Raceways | Bending | Field offset/kick RMC Aluminum | 3 in | RMC Aluminum | EA | 0.4202 | 0.4202 | 0.525 | 0.63 | Electrician | Hand/mechanical/hydraulic bender | All | Both | Layout and normal installation | Supervision; unusual access; premium time |  | Original estimating baseline; calibrate to company history |  |  | Yes | UNVERIFIED - MODEL BASELINE | Estim8r original model baseline | N/A | [7 empty] | NO | Do not use as an authoritative bid labor unit until verified against a permitted source or company production history.
EL-00523 | 26 | Raceways | Conduit Installation | Install RMC Aluminum | 3-1/2 in | RMC Aluminum | LF | 0.20625 | 0.20625 | 0.258 | 0.309 | Electrician |  | All | Both | Layout and normal installation | Supervision; unusual access; premium time | Straight-run baseline; fittings, supports, bends and penetrations can be separate line items. | Original estimating baseline; calibrate to company history |  |  | Yes | UNVERIFIED - MODEL BASELINE | Estim8r original model baseline | N/A | [7 empty] | NO | Do not use as an authoritative bid labor unit until verified against a permitted source or company production history.
EL-00524 | 26 | Raceways | Fittings | Install RMC Aluminum Connector | 3-1/2 in | RMC Aluminum | EA | 0.1312 | 0.1312 | 0.164 | 0.197 | Electrician |  | All | Both | Layout and normal installation | Supervision; unusual access; premium time |  | Original estimating baseline; calibrate to company history |  |  | Yes | UNVERIFIED - MODEL BASELINE | Estim8r original model baseline | N/A | [7 empty] | NO | Do not use as an authoritative bid labor unit until verified against a permitted source or company production history.
EL-00525 | 26 | Raceways | Fittings | Install RMC Aluminum Coupling | 3-1/2 in | RMC Aluminum | EA | 0.1148 | 0.1148 | 0.144 | 0.172 | Electrician |  | All | Both | Layout and normal installation | Supervision; unusual access; premium time |  | Original estimating baseline; calibrate to company history |  |  | Yes | UNVERIFIED - MODEL BASELINE | Estim8r original model baseline | N/A | [7 empty] | NO | Do not use as an authoritative bid labor unit until verified against a permitted source or company production history.
EL-00526 | 26 | Raceways | Fittings | Install RMC Aluminum Factory elbow | 3-1/2 in | RMC Aluminum | EA | 0.2952 | 0.2952 | 0.369 | 0.443 | Electrician |  | All | Both | Layout and normal installation | Supervision; unusual access; premium time |  | Original estimating baseline; calibrate to company history |  |  | Yes | UNVERIFIED - MODEL BASELINE | Estim8r original model baseline | N/A | [7 empty] | NO | Do not use as an authoritative bid labor unit until verified against a permitted source or company production history.
EL-00527 | 26 | Raceways | Fittings | Install RMC Aluminum Conduit body | 3-1/2 in | RMC Aluminum | EA | 0.3608 | 0.3608 | 0.451 | 0.541 | Electrician |  | All | Both | Layout and normal installation | Supervision; unusual access; premium time |  | Original estimating baseline; calibrate to company history |  |  | Yes | UNVERIFIED - MODEL BASELINE | Estim8r original model baseline | N/A | [7 empty] | NO | Do not use as an authoritative bid labor unit until verified against a permitted source or company production history.
EL-00528 | 26 | Raceways | Fittings | Install RMC Aluminum Bushing | 3-1/2 in | RMC Aluminum | EA | 0.082 | 0.082 | 0.103 | 0.123 | Electrician |  | All | Both | Layout and normal installation | Supervision; unusual access; premium time |  | Original estimating baseline; calibrate to company history |  |  | Yes | UNVERIFIED - MODEL BASELINE | Estim8r original model baseline | N/A | [7 empty] | NO | Do not use as an authoritative bid labor unit until verified against a permitted source or company production history.
EL-00529 | 26 | Raceways | Fittings | Install RMC Aluminum Grounding bushing | 3-1/2 in | RMC Aluminum | EA | 0.2624 | 0.2624 | 0.328 | 0.394 | Electrician |  | All | Both | Layout and normal installation | Supervision; unusual access; premium time |  | Original estimating baseline; calibrate to company history |  |  | Yes | UNVERIFIED - MODEL BASELINE | Estim8r original model baseline | N/A | [7 empty] | NO | Do not use as an authoritative bid labor unit until verified against a permitted source or company production history.
EL-00530 | 26 | Raceways | Fittings | Install RMC Aluminum Locknut | 3-1/2 in | RMC Aluminum | EA | 0.0574 | 0.0574 | 0.072 | 0.086 | Electrician |  | All | Both | Layout and normal installation | Supervision; unusual access; premium time |  | Original estimating baseline; calibrate to company history |  |  | Yes | UNVERIFIED - MODEL BASELINE | Estim8r original model baseline | N/A | [7 empty] | NO | Do not use as an authoritative bid labor unit until verified against a permitted source or company production history.
EL-00531 | 26 | Raceways | Fittings | Install RMC Aluminum Sealing fitting | 3-1/2 in | RMC Aluminum | EA | 0.902 | 0.902 | 1.128 | 1.353 | Electrician |  | All | Both | Layout and normal installation | Supervision; unusual access; premium time |  | Original estimating baseline; calibrate to company history |  |  | Yes | UNVERIFIED - MODEL BASELINE | Estim8r original model baseline | N/A | [7 empty] | NO | Do not use as an authoritative bid labor unit until verified against a permitted source or company production history.
EL-00532 | 26 | Raceways | Bending | Field bend RMC Aluminum 90 | 3-1/2 in | RMC Aluminum | EA | 0.3672 | 0.3672 | 0.459 | 0.551 | Electrician | Hand/mechanical/hydraulic bender | All | Both | Layout and normal installation | Supervision; unusual access; premium time |  | Original estimating baseline; calibrate to company history |  |  | Yes | UNVERIFIED - MODEL BASELINE | Estim8r original model baseline | N/A | [7 empty] | NO | Do not use as an authoritative bid labor unit until verified against a permitted source or company production history.
EL-00533 | 26 | Raceways | Bending | Field offset/kick RMC Aluminum | 3-1/2 in | RMC Aluminum | EA | 0.4488 | 0.4488 | 0.561 | 0.673 | Electrician | Hand/mechanical/hydraulic bender | All | Both | Layout and normal installation | Supervision; unusual access; premium time |  | Original estimating baseline; calibrate to company history |  |  | Yes | UNVERIFIED - MODEL BASELINE | Estim8r original model baseline | N/A | [7 empty] | NO | Do not use as an authoritative bid labor unit until verified against a permitted source or company production history.
EL-00534 | 26 | Raceways | Conduit Installation | Install RMC Aluminum | 4 in | RMC Aluminum | LF | 0.2375 | 0.2375 | 0.297 | 0.356 | Electrician |  | All | Both | Layout and normal installation | Supervision; unusual access; premium time | Straight-run baseline; fittings, supports, bends and penetrations can be separate line items. | Original estimating baseline; calibrate to company history |  |  | Yes | UNVERIFIED - MODEL BASELINE | Estim8r original model baseline | N/A | [7 empty] | NO | Do not use as an authoritative bid labor unit until verified against a permitted source or company production history.
EL-00535 | 26 | Raceways | Fittings | Install RMC Aluminum Connector | 4 in | RMC Aluminum | EA | 0.1376 | 0.1376 | 0.172 | 0.206 | Electrician |  | All | Both | Layout and normal installation | Supervision; unusual access; premium time |  | Original estimating baseline; calibrate to company history |  |  | Yes | UNVERIFIED - MODEL BASELINE | Estim8r original model baseline | N/A | [7 empty] | NO | Do not use as an authoritative bid labor unit until verified against a permitted source or company production history.
EL-00536 | 26 | Raceways | Fittings | Install RMC Aluminum Coupling | 4 in | RMC Aluminum | EA | 0.1204 | 0.1204 | 0.151 | 0.181 | Electrician |  | All | Both | Layout and normal installation | Supervision; unusual access; premium time |  | Original estimating baseline; calibrate to company history |  |  | Yes | UNVERIFIED - MODEL BASELINE | Estim8r original model baseline | N/A | [7 empty] | NO | Do not use as an authoritative bid labor unit until verified against a permitted source or company production history.
EL-00537 | 26 | Raceways | Fittings | Install RMC Aluminum Factory elbow | 4 in | RMC Aluminum | EA | 0.3096 | 0.3096 | 0.387 | 0.464 | Electrician |  | All | Both | Layout and normal installation | Supervision; unusual access; premium time |  | Original estimating baseline; calibrate to company history |  |  | Yes | UNVERIFIED - MODEL BASELINE | Estim8r original model baseline | N/A | [7 empty] | NO | Do not use as an authoritative bid labor unit until verified against a permitted source or company production history.
EL-00538 | 26 | Raceways | Fittings | Install RMC Aluminum Conduit body | 4 in | RMC Aluminum | EA | 0.3784 | 0.3784 | 0.473 | 0.568 | Electrician |  | All | Both | Layout and normal installation | Supervision; unusual access; premium time |  | Original estimating baseline; calibrate to company history |  |  | Yes | UNVERIFIED - MODEL BASELINE | Estim8r original model baseline | N/A | [7 empty] | NO | Do not use as an authoritative bid labor unit until verified against a permitted source or company production history.
EL-00539 | 26 | Raceways | Fittings | Install RMC Aluminum Bushing | 4 in | RMC Aluminum | EA | 0.086 | 0.086 | 0.108 | 0.129 | Electrician |  | All | Both | Layout and normal installation | Supervision; unusual access; premium time |  | Original estimating baseline; calibrate to company history |  |  | Yes | UNVERIFIED - MODEL BASELINE | Estim8r original model baseline | N/A | [7 empty] | NO | Do not use as an authoritative bid labor unit until verified against a permitted source or company production history.
EL-00540 | 26 | Raceways | Fittings | Install RMC Aluminum Grounding bushing | 4 in | RMC Aluminum | EA | 0.2752 | 0.2752 | 0.344 | 0.413 | Electrician |  | All | Both | Layout and normal installation | Supervision; unusual access; premium time |  | Original estimating baseline; calibrate to company history |  |  | Yes | UNVERIFIED - MODEL BASELINE | Estim8r original model baseline | N/A | [7 empty] | NO | Do not use as an authoritative bid labor unit until verified against a permitted source or company production history.
EL-00541 | 26 | Raceways | Fittings | Install RMC Aluminum Locknut | 4 in | RMC Aluminum | EA | 0.0602 | 0.0602 | 0.075 | 0.09 | Electrician |  | All | Both | Layout and normal installation | Supervision; unusual access; premium time |  | Original estimating baseline; calibrate to company history |  |  | Yes | UNVERIFIED - MODEL BASELINE | Estim8r original model baseline | N/A | [7 empty] | NO | Do not use as an authoritative bid labor unit until verified against a permitted source or company production history.
EL-00542 | 26 | Raceways | Fittings | Install RMC Aluminum Sealing fitting | 4 in | RMC Aluminum | EA | 0.946 | 0.946 | 1.183 | 1.419 | Electrician |  | All | Both | Layout and normal installation | Supervision; unusual access; premium time |  | Original estimating baseline; calibrate to company history |  |  | Yes | UNVERIFIED - MODEL BASELINE | Estim8r original model baseline | N/A | [7 empty] | NO | Do not use as an authoritative bid labor unit until verified against a permitted source or company production history.
EL-00543 | 26 | Raceways | Bending | Field bend RMC Aluminum 90 | 4 in | RMC Aluminum | EA | 0.3906 | 0.3906 | 0.488 | 0.586 | Electrician | Hand/mechanical/hydraulic bender | All | Both | Layout and normal installation | Supervision; unusual access; premium time |  | Original estimating baseline; calibrate to company history |  |  | Yes | UNVERIFIED - MODEL BASELINE | Estim8r original model baseline | N/A | [7 empty] | NO | Do not use as an authoritative bid labor unit until verified against a permitted source or company production history.
EL-00544 | 26 | Raceways | Bending | Field offset/kick RMC Aluminum | 4 in | RMC Aluminum | EA | 0.4774 | 0.4774 | 0.597 | 0.716 | Electrician | Hand/mechanical/hydraulic bender | All | Both | Layout and normal installation | Supervision; unusual access; premium time |  | Original estimating baseline; calibrate to company history |  |  | Yes | UNVERIFIED - MODEL BASELINE | Estim8r original model baseline | N/A | [7 empty] | NO | Do not use as an authoritative bid labor unit until verified against a permitted source or company production history.
EL-00545 | 26 | Raceways | Conduit Installation | Install RMC Aluminum | 5 in | RMC Aluminum | LF | 0.3125 | 0.3125 | 0.391 | 0.469 | Electrician |  | All | Both | Layout and normal installation | Supervision; unusual access; premium time | Straight-run baseline; fittings, supports, bends and penetrations can be separate line items. | Original estimating baseline; calibrate to company history |  |  | Yes | UNVERIFIED - MODEL BASELINE | Estim8r original model baseline | N/A | [7 empty] | NO | Do not use as an authoritative bid labor unit until verified against a permitted source or company production history.
EL-00546 | 26 | Raceways | Fittings | Install RMC Aluminum Connector | 5 in | RMC Aluminum | EA | 0.144 | 0.144 | 0.18 | 0.216 | Electrician |  | All | Both | Layout and normal installation | Supervision; unusual access; premium time |  | Original estimating baseline; calibrate to company history |  |  | Yes | UNVERIFIED - MODEL BASELINE | Estim8r original model baseline | N/A | [7 empty] | NO | Do not use as an authoritative bid labor unit until verified against a permitted source or company production history.
EL-00547 | 26 | Raceways | Fittings | Install RMC Aluminum Coupling | 5 in | RMC Aluminum | EA | 0.126 | 0.126 | 0.158 | 0.189 | Electrician |  | All | Both | Layout and normal installation | Supervision; unusual access; premium time |  | Original estimating baseline; calibrate to company history |  |  | Yes | UNVERIFIED - MODEL BASELINE | Estim8r original model baseline | N/A | [7 empty] | NO | Do not use as an authoritative bid labor unit until verified against a permitted source or company production history.
EL-00548 | 26 | Raceways | Fittings | Install RMC Aluminum Factory elbow | 5 in | RMC Aluminum | EA | 0.324 | 0.324 | 0.405 | 0.486 | Electrician |  | All | Both | Layout and normal installation | Supervision; unusual access; premium time |  | Original estimating baseline; calibrate to company history |  |  | Yes | UNVERIFIED - MODEL BASELINE | Estim8r original model baseline | N/A | [7 empty] | NO | Do not use as an authoritative bid labor unit until verified against a permitted source or company production history.
EL-00549 | 26 | Raceways | Fittings | Install RMC Aluminum Conduit body | 5 in | RMC Aluminum | EA | 0.396 | 0.396 | 0.495 | 0.594 | Electrician |  | All | Both | Layout and normal installation | Supervision; unusual access; premium time |  | Original estimating baseline; calibrate to company history |  |  | Yes | UNVERIFIED - MODEL BASELINE | Estim8r original model baseline | N/A | [7 empty] | NO | Do not use as an authoritative bid labor unit until verified against a permitted source or company production history.
EL-00550 | 26 | Raceways | Fittings | Install RMC Aluminum Bushing | 5 in | RMC Aluminum | EA | 0.09 | 0.09 | 0.113 | 0.135 | Electrician |  | All | Both | Layout and normal installation | Supervision; unusual access; premium time |  | Original estimating baseline; calibrate to company history |  |  | Yes | UNVERIFIED - MODEL BASELINE | Estim8r original model baseline | N/A | [7 empty] | NO | Do not use as an authoritative bid labor unit until verified against a permitted source or company production history.
EL-00551 | 26 | Raceways | Fittings | Install RMC Aluminum Grounding bushing | 5 in | RMC Aluminum | EA | 0.288 | 0.288 | 0.36 | 0.432 | Electrician |  | All | Both | Layout and normal installation | Supervision; unusual access; premium time |  | Original estimating baseline; calibrate to company history |  |  | Yes | UNVERIFIED - MODEL BASELINE | Estim8r original model baseline | N/A | [7 empty] | NO | Do not use as an authoritative bid labor unit until verified against a permitted source or company production history.
EL-00552 | 26 | Raceways | Fittings | Install RMC Aluminum Locknut | 5 in | RMC Aluminum | EA | 0.063 | 0.063 | 0.079 | 0.095 | Electrician |  | All | Both | Layout and normal installation | Supervision; unusual access; premium time |  | Original estimating baseline; calibrate to company history |  |  | Yes | UNVERIFIED - MODEL BASELINE | Estim8r original model baseline | N/A | [7 empty] | NO | Do not use as an authoritative bid labor unit until verified against a permitted source or company production history.
EL-00553 | 26 | Raceways | Fittings | Install RMC Aluminum Sealing fitting | 5 in | RMC Aluminum | EA | 0.99 | 0.99 | 1.238 | 1.485 | Electrician |  | All | Both | Layout and normal installation | Supervision; unusual access; premium time |  | Original estimating baseline; calibrate to company history |  |  | Yes | UNVERIFIED - MODEL BASELINE | Estim8r original model baseline | N/A | [7 empty] | NO | Do not use as an authoritative bid labor unit until verified against a permitted source or company production history.
EL-00554 | 26 | Raceways | Bending | Field bend RMC Aluminum 90 | 5 in | RMC Aluminum | EA | 0.414 | 0.414 | 0.517 | 0.621 | Electrician | Hand/mechanical/hydraulic bender | All | Both | Layout and normal installation | Supervision; unusual access; premium time |  | Original estimating baseline; calibrate to company history |  |  | Yes | UNVERIFIED - MODEL BASELINE | Estim8r original model baseline | N/A | [7 empty] | NO | Do not use as an authoritative bid labor unit until verified against a permitted source or company production history.
EL-00555 | 26 | Raceways | Bending | Field offset/kick RMC Aluminum | 5 in | RMC Aluminum | EA | 0.506 | 0.506 | 0.633 | 0.759 | Electrician | Hand/mechanical/hydraulic bender | All | Both | Layout and normal installation | Supervision; unusual access; premium time |  | Original estimating baseline; calibrate to company history |  |  | Yes | UNVERIFIED - MODEL BASELINE | Estim8r original model baseline | N/A | [7 empty] | NO | Do not use as an authoritative bid labor unit until verified against a permitted source or company production history.
EL-00556 | 26 | Raceways | Conduit Installation | Install RMC Aluminum | 6 in | RMC Aluminum | LF | 0.4 | 0.4 | 0.5 | 0.6 | Electrician |  | All | Both | Layout and normal installation | Supervision; unusual access; premium time | Straight-run baseline; fittings, supports, bends and penetrations can be separate line items. | Original estimating baseline; calibrate to company history |  |  | Yes | UNVERIFIED - MODEL BASELINE | Estim8r original model baseline | N/A | [7 empty] | NO | Do not use as an authoritative bid labor unit until verified against a permitted source or company production history.
EL-00557 | 26 | Raceways | Fittings | Install RMC Aluminum Connector | 6 in | RMC Aluminum | EA | 0.1504 | 0.1504 | 0.188 | 0.226 | Electrician |  | All | Both | Layout and normal installation | Supervision; unusual access; premium time |  | Original estimating baseline; calibrate to company history |  |  | Yes | UNVERIFIED - MODEL BASELINE | Estim8r original model baseline | N/A | [7 empty] | NO | Do not use as an authoritative bid labor unit until verified against a permitted source or company production history.
EL-00558 | 26 | Raceways | Fittings | Install RMC Aluminum Coupling | 6 in | RMC Aluminum | EA | 0.1316 | 0.1316 | 0.164 | 0.197 | Electrician |  | All | Both | Layout and normal installation | Supervision; unusual access; premium time |  | Original estimating baseline; calibrate to company history |  |  | Yes | UNVERIFIED - MODEL BASELINE | Estim8r original model baseline | N/A | [7 empty] | NO | Do not use as an authoritative bid labor unit until verified against a permitted source or company production history.
EL-00559 | 26 | Raceways | Fittings | Install RMC Aluminum Factory elbow | 6 in | RMC Aluminum | EA | 0.3384 | 0.3384 | 0.423 | 0.508 | Electrician |  | All | Both | Layout and normal installation | Supervision; unusual access; premium time |  | Original estimating baseline; calibrate to company history |  |  | Yes | UNVERIFIED - MODEL BASELINE | Estim8r original model baseline | N/A | [7 empty] | NO | Do not use as an authoritative bid labor unit until verified against a permitted source or company production history.
EL-00560 | 26 | Raceways | Fittings | Install RMC Aluminum Conduit body | 6 in | RMC Aluminum | EA | 0.4136 | 0.4136 | 0.517 | 0.62 | Electrician |  | All | Both | Layout and normal installation | Supervision; unusual access; premium time |  | Original estimating baseline; calibrate to company history |  |  | Yes | UNVERIFIED - MODEL BASELINE | Estim8r original model baseline | N/A | [7 empty] | NO | Do not use as an authoritative bid labor unit until verified against a permitted source or company production history.
EL-00561 | 26 | Raceways | Fittings | Install RMC Aluminum Bushing | 6 in | RMC Aluminum | EA | 0.094 | 0.094 | 0.117 | 0.141 | Electrician |  | All | Both | Layout and normal installation | Supervision; unusual access; premium time |  | Original estimating baseline; calibrate to company history |  |  | Yes | UNVERIFIED - MODEL BASELINE | Estim8r original model baseline | N/A | [7 empty] | NO | Do not use as an authoritative bid labor unit until verified against a permitted source or company production history.
EL-00562 | 26 | Raceways | Fittings | Install RMC Aluminum Grounding bushing | 6 in | RMC Aluminum | EA | 0.3008 | 0.3008 | 0.376 | 0.451 | Electrician |  | All | Both | Layout and normal installation | Supervision; unusual access; premium time |  | Original estimating baseline; calibrate to company history |  |  | Yes | UNVERIFIED - MODEL BASELINE | Estim8r original model baseline | N/A | [7 empty] | NO | Do not use as an authoritative bid labor unit until verified against a permitted source or company production history.
EL-00563 | 26 | Raceways | Fittings | Install RMC Aluminum Locknut | 6 in | RMC Aluminum | EA | 0.0658 | 0.0658 | 0.082 | 0.099 | Electrician |  | All | Both | Layout and normal installation | Supervision; unusual access; premium time |  | Original estimating baseline; calibrate to company history |  |  | Yes | UNVERIFIED - MODEL BASELINE | Estim8r original model baseline | N/A | [7 empty] | NO | Do not use as an authoritative bid labor unit until verified against a permitted source or company production history.
EL-00564 | 26 | Raceways | Fittings | Install RMC Aluminum Sealing fitting | 6 in | RMC Aluminum | EA | 1.034 | 1.034 | 1.292 | 1.551 | Electrician |  | All | Both | Layout and normal installation | Supervision; unusual access; premium time |  | Original estimating baseline; calibrate to company history |  |  | Yes | UNVERIFIED - MODEL BASELINE | Estim8r original model baseline | N/A | [7 empty] | NO | Do not use as an authoritative bid labor unit until verified against a permitted source or company production history.
EL-00565 | 26 | Raceways | Bending | Field bend RMC Aluminum 90 | 6 in | RMC Aluminum | EA | 0.4374 | 0.4374 | 0.547 | 0.656 | Electrician | Hand/mechanical/hydraulic bender | All | Both | Layout and normal installation | Supervision; unusual access; premium time |  | Original estimating baseline; calibrate to company history |  |  | Yes | UNVERIFIED - MODEL BASELINE | Estim8r original model baseline | N/A | [7 empty] | NO | Do not use as an authoritative bid labor unit until verified against a permitted source or company production history.
EL-00566 | 26 | Raceways | Bending | Field offset/kick RMC Aluminum | 6 in | RMC Aluminum | EA | 0.5346 | 0.5346 | 0.668 | 0.802 | Electrician | Hand/mechanical/hydraulic bender | All | Both | Layout and normal installation | Supervision; unusual access; premium time |  | Original estimating baseline; calibrate to company history |  |  | Yes | UNVERIFIED - MODEL BASELINE | Estim8r original model baseline | N/A | [7 empty] | NO | Do not use as an authoritative bid labor unit until verified against a permitted source or company production history.
EL-00567 | 26 | Raceways | Conduit Installation | Install PVC Sch 40 | 1/2 in | PVC Sch 40 | LF | 0.0285 | 0.0285 | 0.036 | 0.043 | Electrician |  | All | Both | Layout and normal installation | Supervision; unusual access; premium time | Straight-run baseline; fittings, supports, bends and penetrations can be separate line items. | Original estimating baseline; calibrate to company history |  |  | Yes | UNVERIFIED - MODEL BASELINE | Estim8r original model baseline | N/A | [7 empty] | NO | Do not use as an authoritative bid labor unit until verified against a permitted source or company production history.
EL-00568 | 26 | Raceways | Fittings | Install PVC Sch 40 Connector | 1/2 in | PVC Sch 40 | EA | 0.08 | 0.08 | 0.1 | 0.12 | Electrician |  | All | Both | Layout and normal installation | Supervision; unusual access; premium time |  | Original estimating baseline; calibrate to company history |  |  | Yes | UNVERIFIED - MODEL BASELINE | Estim8r original model baseline | N/A | [7 empty] | NO | Do not use as an authoritative bid labor unit until verified against a permitted source or company production history.
EL-00569 | 26 | Raceways | Fittings | Install PVC Sch 40 Coupling | 1/2 in | PVC Sch 40 | EA | 0.07 | 0.07 | 0.088 | 0.105 | Electrician |  | All | Both | Layout and normal installation | Supervision; unusual access; premium time |  | Original estimating baseline; calibrate to company history |  |  | Yes | UNVERIFIED - MODEL BASELINE | Estim8r original model baseline | N/A | [7 empty] | NO | Do not use as an authoritative bid labor unit until verified against a permitted source or company production history.
EL-00570 | 26 | Raceways | Fittings | Install PVC Sch 40 Factory elbow | 1/2 in | PVC Sch 40 | EA | 0.18 | 0.18 | 0.225 | 0.27 | Electrician |  | All | Both | Layout and normal installation | Supervision; unusual access; premium time |  | Original estimating baseline; calibrate to company history |  |  | Yes | UNVERIFIED - MODEL BASELINE | Estim8r original model baseline | N/A | [7 empty] | NO | Do not use as an authoritative bid labor unit until verified against a permitted source or company production history.
EL-00571 | 26 | Raceways | Fittings | Install PVC Sch 40 Conduit body | 1/2 in | PVC Sch 40 | EA | 0.22 | 0.22 | 0.275 | 0.33 | Electrician |  | All | Both | Layout and normal installation | Supervision; unusual access; premium time |  | Original estimating baseline; calibrate to company history |  |  | Yes | UNVERIFIED - MODEL BASELINE | Estim8r original model baseline | N/A | [7 empty] | NO | Do not use as an authoritative bid labor unit until verified against a permitted source or company production history.
EL-00572 | 26 | Raceways | Fittings | Install PVC Sch 40 Bushing | 1/2 in | PVC Sch 40 | EA | 0.05 | 0.05 | 0.062 | 0.075 | Electrician |  | All | Both | Layout and normal installation | Supervision; unusual access; premium time |  | Original estimating baseline; calibrate to company history |  |  | Yes | UNVERIFIED - MODEL BASELINE | Estim8r original model baseline | N/A | [7 empty] | NO | Do not use as an authoritative bid labor unit until verified against a permitted source or company production history.
EL-00573 | 26 | Raceways | Fittings | Install PVC Sch 40 Grounding bushing | 1/2 in | PVC Sch 40 | EA | 0.16 | 0.16 | 0.2 | 0.24 | Electrician |  | All | Both | Layout and normal installation | Supervision; unusual access; premium time |  | Original estimating baseline; calibrate to company history |  |  | Yes | UNVERIFIED - MODEL BASELINE | Estim8r original model baseline | N/A | [7 empty] | NO | Do not use as an authoritative bid labor unit until verified against a permitted source or company production history.
EL-00574 | 26 | Raceways | Fittings | Install PVC Sch 40 Locknut | 1/2 in | PVC Sch 40 | EA | 0.035 | 0.035 | 0.044 | 0.053 | Electrician |  | All | Both | Layout and normal installation | Supervision; unusual access; premium time |  | Original estimating baseline; calibrate to company history |  |  | Yes | UNVERIFIED - MODEL BASELINE | Estim8r original model baseline | N/A | [7 empty] | NO | Do not use as an authoritative bid labor unit until verified against a permitted source or company production history.
EL-00575 | 26 | Raceways | Fittings | Install PVC Sch 40 Sealing fitting | 1/2 in | PVC Sch 40 | EA | 0.55 | 0.55 | 0.688 | 0.825 | Electrician |  | All | Both | Layout and normal installation | Supervision; unusual access; premium time |  | Original estimating baseline; calibrate to company history |  |  | Yes | UNVERIFIED - MODEL BASELINE | Estim8r original model baseline | N/A | [7 empty] | NO | Do not use as an authoritative bid labor unit until verified against a permitted source or company production history.
EL-00576 | 26 | Raceways | Conduit Installation | Install PVC Sch 40 | 3/4 in | PVC Sch 40 | LF | 0.03375 | 0.03375 | 0.042 | 0.051 | Electrician |  | All | Both | Layout and normal installation | Supervision; unusual access; premium time | Straight-run baseline; fittings, supports, bends and penetrations can be separate line items. | Original estimating baseline; calibrate to company history |  |  | Yes | UNVERIFIED - MODEL BASELINE | Estim8r original model baseline | N/A | [7 empty] | NO | Do not use as an authoritative bid labor unit until verified against a permitted source or company production history.
EL-00577 | 26 | Raceways | Fittings | Install PVC Sch 40 Connector | 3/4 in | PVC Sch 40 | EA | 0.0864 | 0.0864 | 0.108 | 0.13 | Electrician |  | All | Both | Layout and normal installation | Supervision; unusual access; premium time |  | Original estimating baseline; calibrate to company history |  |  | Yes | UNVERIFIED - MODEL BASELINE | Estim8r original model baseline | N/A | [7 empty] | NO | Do not use as an authoritative bid labor unit until verified against a permitted source or company production history.
EL-00578 | 26 | Raceways | Fittings | Install PVC Sch 40 Coupling | 3/4 in | PVC Sch 40 | EA | 0.0756 | 0.0756 | 0.095 | 0.113 | Electrician |  | All | Both | Layout and normal installation | Supervision; unusual access; premium time |  | Original estimating baseline; calibrate to company history |  |  | Yes | UNVERIFIED - MODEL BASELINE | Estim8r original model baseline | N/A | [7 empty] | NO | Do not use as an authoritative bid labor unit until verified against a permitted source or company production history.
EL-00579 | 26 | Raceways | Fittings | Install PVC Sch 40 Factory elbow | 3/4 in | PVC Sch 40 | EA | 0.1944 | 0.1944 | 0.243 | 0.292 | Electrician |  | All | Both | Layout and normal installation | Supervision; unusual access; premium time |  | Original estimating baseline; calibrate to company history |  |  | Yes | UNVERIFIED - MODEL BASELINE | Estim8r original model baseline | N/A | [7 empty] | NO | Do not use as an authoritative bid labor unit until verified against a permitted source or company production history.
EL-00580 | 26 | Raceways | Fittings | Install PVC Sch 40 Conduit body | 3/4 in | PVC Sch 40 | EA | 0.2376 | 0.2376 | 0.297 | 0.356 | Electrician |  | All | Both | Layout and normal installation | Supervision; unusual access; premium time |  | Original estimating baseline; calibrate to company history |  |  | Yes | UNVERIFIED - MODEL BASELINE | Estim8r original model baseline | N/A | [7 empty] | NO | Do not use as an authoritative bid labor unit until verified against a permitted source or company production history.
EL-00581 | 26 | Raceways | Fittings | Install PVC Sch 40 Bushing | 3/4 in | PVC Sch 40 | EA | 0.054 | 0.054 | 0.068 | 0.081 | Electrician |  | All | Both | Layout and normal installation | Supervision; unusual access; premium time |  | Original estimating baseline; calibrate to company history |  |  | Yes | UNVERIFIED - MODEL BASELINE | Estim8r original model baseline | N/A | [7 empty] | NO | Do not use as an authoritative bid labor unit until verified against a permitted source or company production history.
EL-00582 | 26 | Raceways | Fittings | Install PVC Sch 40 Grounding bushing | 3/4 in | PVC Sch 40 | EA | 0.1728 | 0.1728 | 0.216 | 0.259 | Electrician |  | All | Both | Layout and normal installation | Supervision; unusual access; premium time |  | Original estimating baseline; calibrate to company history |  |  | Yes | UNVERIFIED - MODEL BASELINE | Estim8r original model baseline | N/A | [7 empty] | NO | Do not use as an authoritative bid labor unit until verified against a permitted source or company production history.
EL-00583 | 26 | Raceways | Fittings | Install PVC Sch 40 Locknut | 3/4 in | PVC Sch 40 | EA | 0.0378 | 0.0378 | 0.047 | 0.057 | Electrician |  | All | Both | Layout and normal installation | Supervision; unusual access; premium time |  | Original estimating baseline; calibrate to company history |  |  | Yes | UNVERIFIED - MODEL BASELINE | Estim8r original model baseline | N/A | [7 empty] | NO | Do not use as an authoritative bid labor unit until verified against a permitted source or company production history.
EL-00584 | 26 | Raceways | Fittings | Install PVC Sch 40 Sealing fitting | 3/4 in | PVC Sch 40 | EA | 0.594 | 0.594 | 0.743 | 0.891 | Electrician |  | All | Both | Layout and normal installation | Supervision; unusual access; premium time |  | Original estimating baseline; calibrate to company history |  |  | Yes | UNVERIFIED - MODEL BASELINE | Estim8r original model baseline | N/A | [7 empty] | NO | Do not use as an authoritative bid labor unit until verified against a permitted source or company production history.
EL-00585 | 26 | Raceways | Conduit Installation | Install PVC Sch 40 | 1 in | PVC Sch 40 | LF | 0.039 | 0.039 | 0.049 | 0.058 | Electrician |  | All | Both | Layout and normal installation | Supervision; unusual access; premium time | Straight-run baseline; fittings, supports, bends and penetrations can be separate line items. | Original estimating baseline; calibrate to company history |  |  | Yes | UNVERIFIED - MODEL BASELINE | Estim8r original model baseline | N/A | [7 empty] | NO | Do not use as an authoritative bid labor unit until verified against a permitted source or company production history.
EL-00586 | 26 | Raceways | Fittings | Install PVC Sch 40 Connector | 1 in | PVC Sch 40 | EA | 0.0928 | 0.0928 | 0.116 | 0.139 | Electrician |  | All | Both | Layout and normal installation | Supervision; unusual access; premium time |  | Original estimating baseline; calibrate to company history |  |  | Yes | UNVERIFIED - MODEL BASELINE | Estim8r original model baseline | N/A | [7 empty] | NO | Do not use as an authoritative bid labor unit until verified against a permitted source or company production history.
EL-00587 | 26 | Raceways | Fittings | Install PVC Sch 40 Coupling | 1 in | PVC Sch 40 | EA | 0.0812 | 0.0812 | 0.102 | 0.122 | Electrician |  | All | Both | Layout and normal installation | Supervision; unusual access; premium time |  | Original estimating baseline; calibrate to company history |  |  | Yes | UNVERIFIED - MODEL BASELINE | Estim8r original model baseline | N/A | [7 empty] | NO | Do not use as an authoritative bid labor unit until verified against a permitted source or company production history.
EL-00588 | 26 | Raceways | Fittings | Install PVC Sch 40 Factory elbow | 1 in | PVC Sch 40 | EA | 0.2088 | 0.2088 | 0.261 | 0.313 | Electrician |  | All | Both | Layout and normal installation | Supervision; unusual access; premium time |  | Original estimating baseline; calibrate to company history |  |  | Yes | UNVERIFIED - MODEL BASELINE | Estim8r original model baseline | N/A | [7 empty] | NO | Do not use as an authoritative bid labor unit until verified against a permitted source or company production history.
EL-00589 | 26 | Raceways | Fittings | Install PVC Sch 40 Conduit body | 1 in | PVC Sch 40 | EA | 0.2552 | 0.2552 | 0.319 | 0.383 | Electrician |  | All | Both | Layout and normal installation | Supervision; unusual access; premium time |  | Original estimating baseline; calibrate to company history |  |  | Yes | UNVERIFIED - MODEL BASELINE | Estim8r original model baseline | N/A | [7 empty] | NO | Do not use as an authoritative bid labor unit until verified against a permitted source or company production history.
EL-00590 | 26 | Raceways | Fittings | Install PVC Sch 40 Bushing | 1 in | PVC Sch 40 | EA | 0.058 | 0.058 | 0.072 | 0.087 | Electrician |  | All | Both | Layout and normal installation | Supervision; unusual access; premium time |  | Original estimating baseline; calibrate to company history |  |  | Yes | UNVERIFIED - MODEL BASELINE | Estim8r original model baseline | N/A | [7 empty] | NO | Do not use as an authoritative bid labor unit until verified against a permitted source or company production history.
EL-00591 | 26 | Raceways | Fittings | Install PVC Sch 40 Grounding bushing | 1 in | PVC Sch 40 | EA | 0.1856 | 0.1856 | 0.232 | 0.278 | Electrician |  | All | Both | Layout and normal installation | Supervision; unusual access; premium time |  | Original estimating baseline; calibrate to company history |  |  | Yes | UNVERIFIED - MODEL BASELINE | Estim8r original model baseline | N/A | [7 empty] | NO | Do not use as an authoritative bid labor unit until verified against a permitted source or company production history.
EL-00592 | 26 | Raceways | Fittings | Install PVC Sch 40 Locknut | 1 in | PVC Sch 40 | EA | 0.0406 | 0.0406 | 0.051 | 0.061 | Electrician |  | All | Both | Layout and normal installation | Supervision; unusual access; premium time |  | Original estimating baseline; calibrate to company history |  |  | Yes | UNVERIFIED - MODEL BASELINE | Estim8r original model baseline | N/A | [7 empty] | NO | Do not use as an authoritative bid labor unit until verified against a permitted source or company production history.
EL-00593 | 26 | Raceways | Fittings | Install PVC Sch 40 Sealing fitting | 1 in | PVC Sch 40 | EA | 0.638 | 0.638 | 0.797 | 0.957 | Electrician |  | All | Both | Layout and normal installation | Supervision; unusual access; premium time |  | Original estimating baseline; calibrate to company history |  |  | Yes | UNVERIFIED - MODEL BASELINE | Estim8r original model baseline | N/A | [7 empty] | NO | Do not use as an authoritative bid labor unit until verified against a permitted source or company production history.
EL-00594 | 26 | Raceways | Conduit Installation | Install PVC Sch 40 | 1-1/4 in | PVC Sch 40 | LF | 0.04875 | 0.04875 | 0.061 | 0.073 | Electrician |  | All | Both | Layout and normal installation | Supervision; unusual access; premium time | Straight-run baseline; fittings, supports, bends and penetrations can be separate line items. | Original estimating baseline; calibrate to company history |  |  | Yes | UNVERIFIED - MODEL BASELINE | Estim8r original model baseline | N/A | [7 empty] | NO | Do not use as an authoritative bid labor unit until verified against a permitted source or company production history.
EL-00595 | 26 | Raceways | Fittings | Install PVC Sch 40 Connector | 1-1/4 in | PVC Sch 40 | EA | 0.0992 | 0.0992 | 0.124 | 0.149 | Electrician |  | All | Both | Layout and normal installation | Supervision; unusual access; premium time |  | Original estimating baseline; calibrate to company history |  |  | Yes | UNVERIFIED - MODEL BASELINE | Estim8r original model baseline | N/A | [7 empty] | NO | Do not use as an authoritative bid labor unit until verified against a permitted source or company production history.
EL-00596 | 26 | Raceways | Fittings | Install PVC Sch 40 Coupling | 1-1/4 in | PVC Sch 40 | EA | 0.0868 | 0.0868 | 0.108 | 0.13 | Electrician |  | All | Both | Layout and normal installation | Supervision; unusual access; premium time |  | Original estimating baseline; calibrate to company history |  |  | Yes | UNVERIFIED - MODEL BASELINE | Estim8r original model baseline | N/A | [7 empty] | NO | Do not use as an authoritative bid labor unit until verified against a permitted source or company production history.
EL-00597 | 26 | Raceways | Fittings | Install PVC Sch 40 Factory elbow | 1-1/4 in | PVC Sch 40 | EA | 0.2232 | 0.2232 | 0.279 | 0.335 | Electrician |  | All | Both | Layout and normal installation | Supervision; unusual access; premium time |  | Original estimating baseline; calibrate to company history |  |  | Yes | UNVERIFIED - MODEL BASELINE | Estim8r original model baseline | N/A | [7 empty] | NO | Do not use as an authoritative bid labor unit until verified against a permitted source or company production history.
EL-00598 | 26 | Raceways | Fittings | Install PVC Sch 40 Conduit body | 1-1/4 in | PVC Sch 40 | EA | 0.2728 | 0.2728 | 0.341 | 0.409 | Electrician |  | All | Both | Layout and normal installation | Supervision; unusual access; premium time |  | Original estimating baseline; calibrate to company history |  |  | Yes | UNVERIFIED - MODEL BASELINE | Estim8r original model baseline | N/A | [7 empty] | NO | Do not use as an authoritative bid labor unit until verified against a permitted source or company production history.
EL-00599 | 26 | Raceways | Fittings | Install PVC Sch 40 Bushing | 1-1/4 in | PVC Sch 40 | EA | 0.062 | 0.062 | 0.077 | 0.093 | Electrician |  | All | Both | Layout and normal installation | Supervision; unusual access; premium time |  | Original estimating baseline; calibrate to company history |  |  | Yes | UNVERIFIED - MODEL BASELINE | Estim8r original model baseline | N/A | [7 empty] | NO | Do not use as an authoritative bid labor unit until verified against a permitted source or company production history.
EL-00600 | 26 | Raceways | Fittings | Install PVC Sch 40 Grounding bushing | 1-1/4 in | PVC Sch 40 | EA | 0.1984 | 0.1984 | 0.248 | 0.298 | Electrician |  | All | Both | Layout and normal installation | Supervision; unusual access; premium time |  | Original estimating baseline; calibrate to company history |  |  | Yes | UNVERIFIED - MODEL BASELINE | Estim8r original model baseline | N/A | [7 empty] | NO | Do not use as an authoritative bid labor unit until verified against a permitted source or company production history.
EL-00601 | 26 | Raceways | Fittings | Install PVC Sch 40 Locknut | 1-1/4 in | PVC Sch 40 | EA | 0.0434 | 0.0434 | 0.054 | 0.065 | Electrician |  | All | Both | Layout and normal installation | Supervision; unusual access; premium time |  | Original estimating baseline; calibrate to company history |  |  | Yes | UNVERIFIED - MODEL BASELINE | Estim8r original model baseline | N/A | [7 empty] | NO | Do not use as an authoritative bid labor unit until verified against a permitted source or company production history.
EL-00602 | 26 | Raceways | Fittings | Install PVC Sch 40 Sealing fitting | 1-1/4 in | PVC Sch 40 | EA | 0.682 | 0.682 | 0.853 | 1.023 | Electrician |  | All | Both | Layout and normal installation | Supervision; unusual access; premium time |  | Original estimating baseline; calibrate to company history |  |  | Yes | UNVERIFIED - MODEL BASELINE | Estim8r original model baseline | N/A | [7 empty] | NO | Do not use as an authoritative bid labor unit until verified against a permitted source or company production history.
EL-00603 | 26 | Raceways | Conduit Installation | Install PVC Sch 40 | 1-1/2 in | PVC Sch 40 | LF | 0.05625 | 0.05625 | 0.07 | 0.084 | Electrician |  | All | Both | Layout and normal installation | Supervision; unusual access; premium time | Straight-run baseline; fittings, supports, bends and penetrations can be separate line items. | Original estimating baseline; calibrate to company history |  |  | Yes | UNVERIFIED - MODEL BASELINE | Estim8r original model baseline | N/A | [7 empty] | NO | Do not use as an authoritative bid labor unit until verified against a permitted source or company production history.
EL-00604 | 26 | Raceways | Fittings | Install PVC Sch 40 Connector | 1-1/2 in | PVC Sch 40 | EA | 0.1056 | 0.1056 | 0.132 | 0.158 | Electrician |  | All | Both | Layout and normal installation | Supervision; unusual access; premium time |  | Original estimating baseline; calibrate to company history |  |  | Yes | UNVERIFIED - MODEL BASELINE | Estim8r original model baseline | N/A | [7 empty] | NO | Do not use as an authoritative bid labor unit until verified against a permitted source or company production history.
EL-00605 | 26 | Raceways | Fittings | Install PVC Sch 40 Coupling | 1-1/2 in | PVC Sch 40 | EA | 0.0924 | 0.0924 | 0.116 | 0.139 | Electrician |  | All | Both | Layout and normal installation | Supervision; unusual access; premium time |  | Original estimating baseline; calibrate to company history |  |  | Yes | UNVERIFIED - MODEL BASELINE | Estim8r original model baseline | N/A | [7 empty] | NO | Do not use as an authoritative bid labor unit until verified against a permitted source or company production history.
EL-00606 | 26 | Raceways | Fittings | Install PVC Sch 40 Factory elbow | 1-1/2 in | PVC Sch 40 | EA | 0.2376 | 0.2376 | 0.297 | 0.356 | Electrician |  | All | Both | Layout and normal installation | Supervision; unusual access; premium time |  | Original estimating baseline; calibrate to company history |  |  | Yes | UNVERIFIED - MODEL BASELINE | Estim8r original model baseline | N/A | [7 empty] | NO | Do not use as an authoritative bid labor unit until verified against a permitted source or company production history.
EL-00607 | 26 | Raceways | Fittings | Install PVC Sch 40 Conduit body | 1-1/2 in | PVC Sch 40 | EA | 0.2904 | 0.2904 | 0.363 | 0.436 | Electrician |  | All | Both | Layout and normal installation | Supervision; unusual access; premium time |  | Original estimating baseline; calibrate to company history |  |  | Yes | UNVERIFIED - MODEL BASELINE | Estim8r original model baseline | N/A | [7 empty] | NO | Do not use as an authoritative bid labor unit until verified against a permitted source or company production history.
EL-00608 | 26 | Raceways | Fittings | Install PVC Sch 40 Bushing | 1-1/2 in | PVC Sch 40 | EA | 0.066 | 0.066 | 0.083 | 0.099 | Electrician |  | All | Both | Layout and normal installation | Supervision; unusual access; premium time |  | Original estimating baseline; calibrate to company history |  |  | Yes | UNVERIFIED - MODEL BASELINE | Estim8r original model baseline | N/A | [7 empty] | NO | Do not use as an authoritative bid labor unit until verified against a permitted source or company production history.
EL-00609 | 26 | Raceways | Fittings | Install PVC Sch 40 Grounding bushing | 1-1/2 in | PVC Sch 40 | EA | 0.2112 | 0.2112 | 0.264 | 0.317 | Electrician |  | All | Both | Layout and normal installation | Supervision; unusual access; premium time |  | Original estimating baseline; calibrate to company history |  |  | Yes | UNVERIFIED - MODEL BASELINE | Estim8r original model baseline | N/A | [7 empty] | NO | Do not use as an authoritative bid labor unit until verified against a permitted source or company production history.
EL-00610 | 26 | Raceways | Fittings | Install PVC Sch 40 Locknut | 1-1/2 in | PVC Sch 40 | EA | 0.0462 | 0.0462 | 0.058 | 0.069 | Electrician |  | All | Both | Layout and normal installation | Supervision; unusual access; premium time |  | Original estimating baseline; calibrate to company history |  |  | Yes | UNVERIFIED - MODEL BASELINE | Estim8r original model baseline | N/A | [7 empty] | NO | Do not use as an authoritative bid labor unit until verified against a permitted source or company production history.
EL-00611 | 26 | Raceways | Fittings | Install PVC Sch 40 Sealing fitting | 1-1/2 in | PVC Sch 40 | EA | 0.726 | 0.726 | 0.908 | 1.089 | Electrician |  | All | Both | Layout and normal installation | Supervision; unusual access; premium time |  | Original estimating baseline; calibrate to company history |  |  | Yes | UNVERIFIED - MODEL BASELINE | Estim8r original model baseline | N/A | [7 empty] | NO | Do not use as an authoritative bid labor unit until verified against a permitted source or company production history.
EL-00612 | 26 | Raceways | Conduit Installation | Install PVC Sch 40 | 2 in | PVC Sch 40 | LF | 0.0675 | 0.0675 | 0.084 | 0.101 | Electrician |  | All | Both | Layout and normal installation | Supervision; unusual access; premium time | Straight-run baseline; fittings, supports, bends and penetrations can be separate line items. | Original estimating baseline; calibrate to company history |  |  | Yes | UNVERIFIED - MODEL BASELINE | Estim8r original model baseline | N/A | [7 empty] | NO | Do not use as an authoritative bid labor unit until verified against a permitted source or company production history.
EL-00613 | 26 | Raceways | Fittings | Install PVC Sch 40 Connector | 2 in | PVC Sch 40 | EA | 0.112 | 0.112 | 0.14 | 0.168 | Electrician |  | All | Both | Layout and normal installation | Supervision; unusual access; premium time |  | Original estimating baseline; calibrate to company history |  |  | Yes | UNVERIFIED - MODEL BASELINE | Estim8r original model baseline | N/A | [7 empty] | NO | Do not use as an authoritative bid labor unit until verified against a permitted source or company production history.
EL-00614 | 26 | Raceways | Fittings | Install PVC Sch 40 Coupling | 2 in | PVC Sch 40 | EA | 0.098 | 0.098 | 0.122 | 0.147 | Electrician |  | All | Both | Layout and normal installation | Supervision; unusual access; premium time |  | Original estimating baseline; calibrate to company history |  |  | Yes | UNVERIFIED - MODEL BASELINE | Estim8r original model baseline | N/A | [7 empty] | NO | Do not use as an authoritative bid labor unit until verified against a permitted source or company production history.
EL-00615 | 26 | Raceways | Fittings | Install PVC Sch 40 Factory elbow | 2 in | PVC Sch 40 | EA | 0.252 | 0.252 | 0.315 | 0.378 | Electrician |  | All | Both | Layout and normal installation | Supervision; unusual access; premium time |  | Original estimating baseline; calibrate to company history |  |  | Yes | UNVERIFIED - MODEL BASELINE | Estim8r original model baseline | N/A | [7 empty] | NO | Do not use as an authoritative bid labor unit until verified against a permitted source or company production history.
EL-00616 | 26 | Raceways | Fittings | Install PVC Sch 40 Conduit body | 2 in | PVC Sch 40 | EA | 0.308 | 0.308 | 0.385 | 0.462 | Electrician |  | All | Both | Layout and normal installation | Supervision; unusual access; premium time |  | Original estimating baseline; calibrate to company history |  |  | Yes | UNVERIFIED - MODEL BASELINE | Estim8r original model baseline | N/A | [7 empty] | NO | Do not use as an authoritative bid labor unit until verified against a permitted source or company production history.
EL-00617 | 26 | Raceways | Fittings | Install PVC Sch 40 Bushing | 2 in | PVC Sch 40 | EA | 0.07 | 0.07 | 0.087 | 0.105 | Electrician |  | All | Both | Layout and normal installation | Supervision; unusual access; premium time |  | Original estimating baseline; calibrate to company history |  |  | Yes | UNVERIFIED - MODEL BASELINE | Estim8r original model baseline | N/A | [7 empty] | NO | Do not use as an authoritative bid labor unit until verified against a permitted source or company production history.
EL-00618 | 26 | Raceways | Fittings | Install PVC Sch 40 Grounding bushing | 2 in | PVC Sch 40 | EA | 0.224 | 0.224 | 0.28 | 0.336 | Electrician |  | All | Both | Layout and normal installation | Supervision; unusual access; premium time |  | Original estimating baseline; calibrate to company history |  |  | Yes | UNVERIFIED - MODEL BASELINE | Estim8r original model baseline | N/A | [7 empty] | NO | Do not use as an authoritative bid labor unit until verified against a permitted source or company production history.
EL-00619 | 26 | Raceways | Fittings | Install PVC Sch 40 Locknut | 2 in | PVC Sch 40 | EA | 0.049 | 0.049 | 0.061 | 0.074 | Electrician |  | All | Both | Layout and normal installation | Supervision; unusual access; premium time |  | Original estimating baseline; calibrate to company history |  |  | Yes | UNVERIFIED - MODEL BASELINE | Estim8r original model baseline | N/A | [7 empty] | NO | Do not use as an authoritative bid labor unit until verified against a permitted source or company production history.
EL-00620 | 26 | Raceways | Fittings | Install PVC Sch 40 Sealing fitting | 2 in | PVC Sch 40 | EA | 0.77 | 0.77 | 0.963 | 1.155 | Electrician |  | All | Both | Layout and normal installation | Supervision; unusual access; premium time |  | Original estimating baseline; calibrate to company history |  |  | Yes | UNVERIFIED - MODEL BASELINE | Estim8r original model baseline | N/A | [7 empty] | NO | Do not use as an authoritative bid labor unit until verified against a permitted source or company production history.
EL-00621 | 26 | Raceways | Conduit Installation | Install PVC Sch 40 | 2-1/2 in | PVC Sch 40 | LF | 0.08625 | 0.08625 | 0.108 | 0.129 | Electrician |  | All | Both | Layout and normal installation | Supervision; unusual access; premium time | Straight-run baseline; fittings, supports, bends and penetrations can be separate line items. | Original estimating baseline; calibrate to company history |  |  | Yes | UNVERIFIED - MODEL BASELINE | Estim8r original model baseline | N/A | [7 empty] | NO | Do not use as an authoritative bid labor unit until verified against a permitted source or company production history.
EL-00622 | 26 | Raceways | Fittings | Install PVC Sch 40 Connector | 2-1/2 in | PVC Sch 40 | EA | 0.1184 | 0.1184 | 0.148 | 0.178 | Electrician |  | All | Both | Layout and normal installation | Supervision; unusual access; premium time |  | Original estimating baseline; calibrate to company history |  |  | Yes | UNVERIFIED - MODEL BASELINE | Estim8r original model baseline | N/A | [7 empty] | NO | Do not use as an authoritative bid labor unit until verified against a permitted source or company production history.
EL-00623 | 26 | Raceways | Fittings | Install PVC Sch 40 Coupling | 2-1/2 in | PVC Sch 40 | EA | 0.1036 | 0.1036 | 0.13 | 0.155 | Electrician |  | All | Both | Layout and normal installation | Supervision; unusual access; premium time |  | Original estimating baseline; calibrate to company history |  |  | Yes | UNVERIFIED - MODEL BASELINE | Estim8r original model baseline | N/A | [7 empty] | NO | Do not use as an authoritative bid labor unit until verified against a permitted source or company production history.
EL-00624 | 26 | Raceways | Fittings | Install PVC Sch 40 Factory elbow | 2-1/2 in | PVC Sch 40 | EA | 0.2664 | 0.2664 | 0.333 | 0.4 | Electrician |  | All | Both | Layout and normal installation | Supervision; unusual access; premium time |  | Original estimating baseline; calibrate to company history |  |  | Yes | UNVERIFIED - MODEL BASELINE | Estim8r original model baseline | N/A | [7 empty] | NO | Do not use as an authoritative bid labor unit until verified against a permitted source or company production history.
EL-00625 | 26 | Raceways | Fittings | Install PVC Sch 40 Conduit body | 2-1/2 in | PVC Sch 40 | EA | 0.3256 | 0.3256 | 0.407 | 0.488 | Electrician |  | All | Both | Layout and normal installation | Supervision; unusual access; premium time |  | Original estimating baseline; calibrate to company history |  |  | Yes | UNVERIFIED - MODEL BASELINE | Estim8r original model baseline | N/A | [7 empty] | NO | Do not use as an authoritative bid labor unit until verified against a permitted source or company production history.
EL-00626 | 26 | Raceways | Fittings | Install PVC Sch 40 Bushing | 2-1/2 in | PVC Sch 40 | EA | 0.074 | 0.074 | 0.092 | 0.111 | Electrician |  | All | Both | Layout and normal installation | Supervision; unusual access; premium time |  | Original estimating baseline; calibrate to company history |  |  | Yes | UNVERIFIED - MODEL BASELINE | Estim8r original model baseline | N/A | [7 empty] | NO | Do not use as an authoritative bid labor unit until verified against a permitted source or company production history.
EL-00627 | 26 | Raceways | Fittings | Install PVC Sch 40 Grounding bushing | 2-1/2 in | PVC Sch 40 | EA | 0.2368 | 0.2368 | 0.296 | 0.355 | Electrician |  | All | Both | Layout and normal installation | Supervision; unusual access; premium time |  | Original estimating baseline; calibrate to company history |  |  | Yes | UNVERIFIED - MODEL BASELINE | Estim8r original model baseline | N/A | [7 empty] | NO | Do not use as an authoritative bid labor unit until verified against a permitted source or company production history.
EL-00628 | 26 | Raceways | Fittings | Install PVC Sch 40 Locknut | 2-1/2 in | PVC Sch 40 | EA | 0.0518 | 0.0518 | 0.065 | 0.078 | Electrician |  | All | Both | Layout and normal installation | Supervision; unusual access; premium time |  | Original estimating baseline; calibrate to company history |  |  | Yes | UNVERIFIED - MODEL BASELINE | Estim8r original model baseline | N/A | [7 empty] | NO | Do not use as an authoritative bid labor unit until verified against a permitted source or company production history.
EL-00629 | 26 | Raceways | Fittings | Install PVC Sch 40 Sealing fitting | 2-1/2 in | PVC Sch 40 | EA | 0.814 | 0.814 | 1.018 | 1.221 | Electrician |  | All | Both | Layout and normal installation | Supervision; unusual access; premium time |  | Original estimating baseline; calibrate to company history |  |  | Yes | UNVERIFIED - MODEL BASELINE | Estim8r original model baseline | N/A | [7 empty] | NO | Do not use as an authoritative bid labor unit until verified against a permitted source or company production history.
EL-00630 | 26 | Raceways | Conduit Installation | Install PVC Sch 40 | 3 in | PVC Sch 40 | LF | 0.105 | 0.105 | 0.131 | 0.158 | Electrician |  | All | Both | Layout and normal installation | Supervision; unusual access; premium time | Straight-run baseline; fittings, supports, bends and penetrations can be separate line items. | Original estimating baseline; calibrate to company history |  |  | Yes | UNVERIFIED - MODEL BASELINE | Estim8r original model baseline | N/A | [7 empty] | NO | Do not use as an authoritative bid labor unit until verified against a permitted source or company production history.
EL-00631 | 26 | Raceways | Fittings | Install PVC Sch 40 Connector | 3 in | PVC Sch 40 | EA | 0.1248 | 0.1248 | 0.156 | 0.187 | Electrician |  | All | Both | Layout and normal installation | Supervision; unusual access; premium time |  | Original estimating baseline; calibrate to company history |  |  | Yes | UNVERIFIED - MODEL BASELINE | Estim8r original model baseline | N/A | [7 empty] | NO | Do not use as an authoritative bid labor unit until verified against a permitted source or company production history.
EL-00632 | 26 | Raceways | Fittings | Install PVC Sch 40 Coupling | 3 in | PVC Sch 40 | EA | 0.1092 | 0.1092 | 0.137 | 0.164 | Electrician |  | All | Both | Layout and normal installation | Supervision; unusual access; premium time |  | Original estimating baseline; calibrate to company history |  |  | Yes | UNVERIFIED - MODEL BASELINE | Estim8r original model baseline | N/A | [7 empty] | NO | Do not use as an authoritative bid labor unit until verified against a permitted source or company production history.
EL-00633 | 26 | Raceways | Fittings | Install PVC Sch 40 Factory elbow | 3 in | PVC Sch 40 | EA | 0.2808 | 0.2808 | 0.351 | 0.421 | Electrician |  | All | Both | Layout and normal installation | Supervision; unusual access; premium time |  | Original estimating baseline; calibrate to company history |  |  | Yes | UNVERIFIED - MODEL BASELINE | Estim8r original model baseline | N/A | [7 empty] | NO | Do not use as an authoritative bid labor unit until verified against a permitted source or company production history.
EL-00634 | 26 | Raceways | Fittings | Install PVC Sch 40 Conduit body | 3 in | PVC Sch 40 | EA | 0.3432 | 0.3432 | 0.429 | 0.515 | Electrician |  | All | Both | Layout and normal installation | Supervision; unusual access; premium time |  | Original estimating baseline; calibrate to company history |  |  | Yes | UNVERIFIED - MODEL BASELINE | Estim8r original model baseline | N/A | [7 empty] | NO | Do not use as an authoritative bid labor unit until verified against a permitted source or company production history.
EL-00635 | 26 | Raceways | Fittings | Install PVC Sch 40 Bushing | 3 in | PVC Sch 40 | EA | 0.078 | 0.078 | 0.098 | 0.117 | Electrician |  | All | Both | Layout and normal installation | Supervision; unusual access; premium time |  | Original estimating baseline; calibrate to company history |  |  | Yes | UNVERIFIED - MODEL BASELINE | Estim8r original model baseline | N/A | [7 empty] | NO | Do not use as an authoritative bid labor unit until verified against a permitted source or company production history.
EL-00636 | 26 | Raceways | Fittings | Install PVC Sch 40 Grounding bushing | 3 in | PVC Sch 40 | EA | 0.2496 | 0.2496 | 0.312 | 0.374 | Electrician |  | All | Both | Layout and normal installation | Supervision; unusual access; premium time |  | Original estimating baseline; calibrate to company history |  |  | Yes | UNVERIFIED - MODEL BASELINE | Estim8r original model baseline | N/A | [7 empty] | NO | Do not use as an authoritative bid labor unit until verified against a permitted source or company production history.
EL-00637 | 26 | Raceways | Fittings | Install PVC Sch 40 Locknut | 3 in | PVC Sch 40 | EA | 0.0546 | 0.0546 | 0.068 | 0.082 | Electrician |  | All | Both | Layout and normal installation | Supervision; unusual access; premium time |  | Original estimating baseline; calibrate to company history |  |  | Yes | UNVERIFIED - MODEL BASELINE | Estim8r original model baseline | N/A | [7 empty] | NO | Do not use as an authoritative bid labor unit until verified against a permitted source or company production history.
EL-00638 | 26 | Raceways | Fittings | Install PVC Sch 40 Sealing fitting | 3 in | PVC Sch 40 | EA | 0.858 | 0.858 | 1.073 | 1.287 | Electrician |  | All | Both | Layout and normal installation | Supervision; unusual access; premium time |  | Original estimating baseline; calibrate to company history |  |  | Yes | UNVERIFIED - MODEL BASELINE | Estim8r original model baseline | N/A | [7 empty] | NO | Do not use as an authoritative bid labor unit until verified against a permitted source or company production history.
EL-00639 | 26 | Raceways | Conduit Installation | Install PVC Sch 40 | 3-1/2 in | PVC Sch 40 | LF | 0.12375 | 0.12375 | 0.155 | 0.186 | Electrician |  | All | Both | Layout and normal installation | Supervision; unusual access; premium time | Straight-run baseline; fittings, supports, bends and penetrations can be separate line items. | Original estimating baseline; calibrate to company history |  |  | Yes | UNVERIFIED - MODEL BASELINE | Estim8r original model baseline | N/A | [7 empty] | NO | Do not use as an authoritative bid labor unit until verified against a permitted source or company production history.
EL-00640 | 26 | Raceways | Fittings | Install PVC Sch 40 Connector | 3-1/2 in | PVC Sch 40 | EA | 0.1312 | 0.1312 | 0.164 | 0.197 | Electrician |  | All | Both | Layout and normal installation | Supervision; unusual access; premium time |  | Original estimating baseline; calibrate to company history |  |  | Yes | UNVERIFIED - MODEL BASELINE | Estim8r original model baseline | N/A | [7 empty] | NO | Do not use as an authoritative bid labor unit until verified against a permitted source or company production history.
EL-00641 | 26 | Raceways | Fittings | Install PVC Sch 40 Coupling | 3-1/2 in | PVC Sch 40 | EA | 0.1148 | 0.1148 | 0.144 | 0.172 | Electrician |  | All | Both | Layout and normal installation | Supervision; unusual access; premium time |  | Original estimating baseline; calibrate to company history |  |  | Yes | UNVERIFIED - MODEL BASELINE | Estim8r original model baseline | N/A | [7 empty] | NO | Do not use as an authoritative bid labor unit until verified against a permitted source or company production history.
EL-00642 | 26 | Raceways | Fittings | Install PVC Sch 40 Factory elbow | 3-1/2 in | PVC Sch 40 | EA | 0.2952 | 0.2952 | 0.369 | 0.443 | Electrician |  | All | Both | Layout and normal installation | Supervision; unusual access; premium time |  | Original estimating baseline; calibrate to company history |  |  | Yes | UNVERIFIED - MODEL BASELINE | Estim8r original model baseline | N/A | [7 empty] | NO | Do not use as an authoritative bid labor unit until verified against a permitted source or company production history.
EL-00643 | 26 | Raceways | Fittings | Install PVC Sch 40 Conduit body | 3-1/2 in | PVC Sch 40 | EA | 0.3608 | 0.3608 | 0.451 | 0.541 | Electrician |  | All | Both | Layout and normal installation | Supervision; unusual access; premium time |  | Original estimating baseline; calibrate to company history |  |  | Yes | UNVERIFIED - MODEL BASELINE | Estim8r original model baseline | N/A | [7 empty] | NO | Do not use as an authoritative bid labor unit until verified against a permitted source or company production history.
EL-00644 | 26 | Raceways | Fittings | Install PVC Sch 40 Bushing | 3-1/2 in | PVC Sch 40 | EA | 0.082 | 0.082 | 0.103 | 0.123 | Electrician |  | All | Both | Layout and normal installation | Supervision; unusual access; premium time |  | Original estimating baseline; calibrate to company history |  |  | Yes | UNVERIFIED - MODEL BASELINE | Estim8r original model baseline | N/A | [7 empty] | NO | Do not use as an authoritative bid labor unit until verified against a permitted source or company production history.
EL-00645 | 26 | Raceways | Fittings | Install PVC Sch 40 Grounding bushing | 3-1/2 in | PVC Sch 40 | EA | 0.2624 | 0.2624 | 0.328 | 0.394 | Electrician |  | All | Both | Layout and normal installation | Supervision; unusual access; premium time |  | Original estimating baseline; calibrate to company history |  |  | Yes | UNVERIFIED - MODEL BASELINE | Estim8r original model baseline | N/A | [7 empty] | NO | Do not use as an authoritative bid labor unit until verified against a permitted source or company production history.
EL-00646 | 26 | Raceways | Fittings | Install PVC Sch 40 Locknut | 3-1/2 in | PVC Sch 40 | EA | 0.0574 | 0.0574 | 0.072 | 0.086 | Electrician |  | All | Both | Layout and normal installation | Supervision; unusual access; premium time |  | Original estimating baseline; calibrate to company history |  |  | Yes | UNVERIFIED - MODEL BASELINE | Estim8r original model baseline | N/A | [7 empty] | NO | Do not use as an authoritative bid labor unit until verified against a permitted source or company production history.
EL-00647 | 26 | Raceways | Fittings | Install PVC Sch 40 Sealing fitting | 3-1/2 in | PVC Sch 40 | EA | 0.902 | 0.902 | 1.128 | 1.353 | Electrician |  | All | Both | Layout and normal installation | Supervision; unusual access; premium time |  | Original estimating baseline; calibrate to company history |  |  | Yes | UNVERIFIED - MODEL BASELINE | Estim8r original model baseline | N/A | [7 empty] | NO | Do not use as an authoritative bid labor unit until verified against a permitted source or company production history.
EL-00648 | 26 | Raceways | Conduit Installation | Install PVC Sch 40 | 4 in | PVC Sch 40 | LF | 0.1425 | 0.1425 | 0.178 | 0.214 | Electrician |  | All | Both | Layout and normal installation | Supervision; unusual access; premium time | Straight-run baseline; fittings, supports, bends and penetrations can be separate line items. | Original estimating baseline; calibrate to company history |  |  | Yes | UNVERIFIED - MODEL BASELINE | Estim8r original model baseline | N/A | [7 empty] | NO | Do not use as an authoritative bid labor unit until verified against a permitted source or company production history.
EL-00649 | 26 | Raceways | Fittings | Install PVC Sch 40 Connector | 4 in | PVC Sch 40 | EA | 0.1376 | 0.1376 | 0.172 | 0.206 | Electrician |  | All | Both | Layout and normal installation | Supervision; unusual access; premium time |  | Original estimating baseline; calibrate to company history |  |  | Yes | UNVERIFIED - MODEL BASELINE | Estim8r original model baseline | N/A | [7 empty] | NO | Do not use as an authoritative bid labor unit until verified against a permitted source or company production history.
EL-00650 | 26 | Raceways | Fittings | Install PVC Sch 40 Coupling | 4 in | PVC Sch 40 | EA | 0.1204 | 0.1204 | 0.151 | 0.181 | Electrician |  | All | Both | Layout and normal installation | Supervision; unusual access; premium time |  | Original estimating baseline; calibrate to company history |  |  | Yes | UNVERIFIED - MODEL BASELINE | Estim8r original model baseline | N/A | [7 empty] | NO | Do not use as an authoritative bid labor unit until verified against a permitted source or company production history.
EL-00651 | 26 | Raceways | Fittings | Install PVC Sch 40 Factory elbow | 4 in | PVC Sch 40 | EA | 0.3096 | 0.3096 | 0.387 | 0.464 | Electrician |  | All | Both | Layout and normal installation | Supervision; unusual access; premium time |  | Original estimating baseline; calibrate to company history |  |  | Yes | UNVERIFIED - MODEL BASELINE | Estim8r original model baseline | N/A | [7 empty] | NO | Do not use as an authoritative bid labor unit until verified against a permitted source or company production history.
EL-00652 | 26 | Raceways | Fittings | Install PVC Sch 40 Conduit body | 4 in | PVC Sch 40 | EA | 0.3784 | 0.3784 | 0.473 | 0.568 | Electrician |  | All | Both | Layout and normal installation | Supervision; unusual access; premium time |  | Original estimating baseline; calibrate to company history |  |  | Yes | UNVERIFIED - MODEL BASELINE | Estim8r original model baseline | N/A | [7 empty] | NO | Do not use as an authoritative bid labor unit until verified against a permitted source or company production history.
EL-00653 | 26 | Raceways | Fittings | Install PVC Sch 40 Bushing | 4 in | PVC Sch 40 | EA | 0.086 | 0.086 | 0.108 | 0.129 | Electrician |  | All | Both | Layout and normal installation | Supervision; unusual access; premium time |  | Original estimating baseline; calibrate to company history |  |  | Yes | UNVERIFIED - MODEL BASELINE | Estim8r original model baseline | N/A | [7 empty] | NO | Do not use as an authoritative bid labor unit until verified against a permitted source or company production history.
EL-00654 | 26 | Raceways | Fittings | Install PVC Sch 40 Grounding bushing | 4 in | PVC Sch 40 | EA | 0.2752 | 0.2752 | 0.344 | 0.413 | Electrician |  | All | Both | Layout and normal installation | Supervision; unusual access; premium time |  | Original estimating baseline; calibrate to company history |  |  | Yes | UNVERIFIED - MODEL BASELINE | Estim8r original model baseline | N/A | [7 empty] | NO | Do not use as an authoritative bid labor unit until verified against a permitted source or company production history.
EL-00655 | 26 | Raceways | Fittings | Install PVC Sch 40 Locknut | 4 in | PVC Sch 40 | EA | 0.0602 | 0.0602 | 0.075 | 0.09 | Electrician |  | All | Both | Layout and normal installation | Supervision; unusual access; premium time |  | Original estimating baseline; calibrate to company history |  |  | Yes | UNVERIFIED - MODEL BASELINE | Estim8r original model baseline | N/A | [7 empty] | NO | Do not use as an authoritative bid labor unit until verified against a permitted source or company production history.
EL-00656 | 26 | Raceways | Fittings | Install PVC Sch 40 Sealing fitting | 4 in | PVC Sch 40 | EA | 0.946 | 0.946 | 1.183 | 1.419 | Electrician |  | All | Both | Layout and normal installation | Supervision; unusual access; premium time |  | Original estimating baseline; calibrate to company history |  |  | Yes | UNVERIFIED - MODEL BASELINE | Estim8r original model baseline | N/A | [7 empty] | NO | Do not use as an authoritative bid labor unit until verified against a permitted source or company production history.
EL-00657 | 26 | Raceways | Conduit Installation | Install PVC Sch 40 | 5 in | PVC Sch 40 | LF | 0.1875 | 0.1875 | 0.234 | 0.281 | Electrician |  | All | Both | Layout and normal installation | Supervision; unusual access; premium time | Straight-run baseline; fittings, supports, bends and penetrations can be separate line items. | Original estimating baseline; calibrate to company history |  |  | Yes | UNVERIFIED - MODEL BASELINE | Estim8r original model baseline | N/A | [7 empty] | NO | Do not use as an authoritative bid labor unit until verified against a permitted source or company production history.
EL-00658 | 26 | Raceways | Fittings | Install PVC Sch 40 Connector | 5 in | PVC Sch 40 | EA | 0.144 | 0.144 | 0.18 | 0.216 | Electrician |  | All | Both | Layout and normal installation | Supervision; unusual access; premium time |  | Original estimating baseline; calibrate to company history |  |  | Yes | UNVERIFIED - MODEL BASELINE | Estim8r original model baseline | N/A | [7 empty] | NO | Do not use as an authoritative bid labor unit until verified against a permitted source or company production history.
EL-00659 | 26 | Raceways | Fittings | Install PVC Sch 40 Coupling | 5 in | PVC Sch 40 | EA | 0.126 | 0.126 | 0.158 | 0.189 | Electrician |  | All | Both | Layout and normal installation | Supervision; unusual access; premium time |  | Original estimating baseline; calibrate to company history |  |  | Yes | UNVERIFIED - MODEL BASELINE | Estim8r original model baseline | N/A | [7 empty] | NO | Do not use as an authoritative bid labor unit until verified against a permitted source or company production history.
EL-00660 | 26 | Raceways | Fittings | Install PVC Sch 40 Factory elbow | 5 in | PVC Sch 40 | EA | 0.324 | 0.324 | 0.405 | 0.486 | Electrician |  | All | Both | Layout and normal installation | Supervision; unusual access; premium time |  | Original estimating baseline; calibrate to company history |  |  | Yes | UNVERIFIED - MODEL BASELINE | Estim8r original model baseline | N/A | [7 empty] | NO | Do not use as an authoritative bid labor unit until verified against a permitted source or company production history.
EL-00661 | 26 | Raceways | Fittings | Install PVC Sch 40 Conduit body | 5 in | PVC Sch 40 | EA | 0.396 | 0.396 | 0.495 | 0.594 | Electrician |  | All | Both | Layout and normal installation | Supervision; unusual access; premium time |  | Original estimating baseline; calibrate to company history |  |  | Yes | UNVERIFIED - MODEL BASELINE | Estim8r original model baseline | N/A | [7 empty] | NO | Do not use as an authoritative bid labor unit until verified against a permitted source or company production history.
EL-00662 | 26 | Raceways | Fittings | Install PVC Sch 40 Bushing | 5 in | PVC Sch 40 | EA | 0.09 | 0.09 | 0.113 | 0.135 | Electrician |  | All | Both | Layout and normal installation | Supervision; unusual access; premium time |  | Original estimating baseline; calibrate to company history |  |  | Yes | UNVERIFIED - MODEL BASELINE | Estim8r original model baseline | N/A | [7 empty] | NO | Do not use as an authoritative bid labor unit until verified against a permitted source or company production history.
EL-00663 | 26 | Raceways | Fittings | Install PVC Sch 40 Grounding bushing | 5 in | PVC Sch 40 | EA | 0.288 | 0.288 | 0.36 | 0.432 | Electrician |  | All | Both | Layout and normal installation | Supervision; unusual access; premium time |  | Original estimating baseline; calibrate to company history |  |  | Yes | UNVERIFIED - MODEL BASELINE | Estim8r original model baseline | N/A | [7 empty] | NO | Do not use as an authoritative bid labor unit until verified against a permitted source or company production history.
EL-00664 | 26 | Raceways | Fittings | Install PVC Sch 40 Locknut | 5 in | PVC Sch 40 | EA | 0.063 | 0.063 | 0.079 | 0.095 | Electrician |  | All | Both | Layout and normal installation | Supervision; unusual access; premium time |  | Original estimating baseline; calibrate to company history |  |  | Yes | UNVERIFIED - MODEL BASELINE | Estim8r original model baseline | N/A | [7 empty] | NO | Do not use as an authoritative bid labor unit until verified against a permitted source or company production history.
EL-00665 | 26 | Raceways | Fittings | Install PVC Sch 40 Sealing fitting | 5 in | PVC Sch 40 | EA | 0.99 | 0.99 | 1.238 | 1.485 | Electrician |  | All | Both | Layout and normal installation | Supervision; unusual access; premium time |  | Original estimating baseline; calibrate to company history |  |  | Yes | UNVERIFIED - MODEL BASELINE | Estim8r original model baseline | N/A | [7 empty] | NO | Do not use as an authoritative bid labor unit until verified against a permitted source or company production history.
EL-00666 | 26 | Raceways | Conduit Installation | Install PVC Sch 40 | 6 in | PVC Sch 40 | LF | 0.24 | 0.24 | 0.3 | 0.36 | Electrician |  | All | Both | Layout and normal installation | Supervision; unusual access; premium time | Straight-run baseline; fittings, supports, bends and penetrations can be separate line items. | Original estimating baseline; calibrate to company history |  |  | Yes | UNVERIFIED - MODEL BASELINE | Estim8r original model baseline | N/A | [7 empty] | NO | Do not use as an authoritative bid labor unit until verified against a permitted source or company production history.
EL-00667 | 26 | Raceways | Fittings | Install PVC Sch 40 Connector | 6 in | PVC Sch 40 | EA | 0.1504 | 0.1504 | 0.188 | 0.226 | Electrician |  | All | Both | Layout and normal installation | Supervision; unusual access; premium time |  | Original estimating baseline; calibrate to company history |  |  | Yes | UNVERIFIED - MODEL BASELINE | Estim8r original model baseline | N/A | [7 empty] | NO | Do not use as an authoritative bid labor unit until verified against a permitted source or company production history.
EL-00668 | 26 | Raceways | Fittings | Install PVC Sch 40 Coupling | 6 in | PVC Sch 40 | EA | 0.1316 | 0.1316 | 0.164 | 0.197 | Electrician |  | All | Both | Layout and normal installation | Supervision; unusual access; premium time |  | Original estimating baseline; calibrate to company history |  |  | Yes | UNVERIFIED - MODEL BASELINE | Estim8r original model baseline | N/A | [7 empty] | NO | Do not use as an authoritative bid labor unit until verified against a permitted source or company production history.
EL-00669 | 26 | Raceways | Fittings | Install PVC Sch 40 Factory elbow | 6 in | PVC Sch 40 | EA | 0.3384 | 0.3384 | 0.423 | 0.508 | Electrician |  | All | Both | Layout and normal installation | Supervision; unusual access; premium time |  | Original estimating baseline; calibrate to company history |  |  | Yes | UNVERIFIED - MODEL BASELINE | Estim8r original model baseline | N/A | [7 empty] | NO | Do not use as an authoritative bid labor unit until verified against a permitted source or company production history.
EL-00670 | 26 | Raceways | Fittings | Install PVC Sch 40 Conduit body | 6 in | PVC Sch 40 | EA | 0.4136 | 0.4136 | 0.517 | 0.62 | Electrician |  | All | Both | Layout and normal installation | Supervision; unusual access; premium time |  | Original estimating baseline; calibrate to company history |  |  | Yes | UNVERIFIED - MODEL BASELINE | Estim8r original model baseline | N/A | [7 empty] | NO | Do not use as an authoritative bid labor unit until verified against a permitted source or company production history.
EL-00671 | 26 | Raceways | Fittings | Install PVC Sch 40 Bushing | 6 in | PVC Sch 40 | EA | 0.094 | 0.094 | 0.117 | 0.141 | Electrician |  | All | Both | Layout and normal installation | Supervision; unusual access; premium time |  | Original estimating baseline; calibrate to company history |  |  | Yes | UNVERIFIED - MODEL BASELINE | Estim8r original model baseline | N/A | [7 empty] | NO | Do not use as an authoritative bid labor unit until verified against a permitted source or company production history.
EL-00672 | 26 | Raceways | Fittings | Install PVC Sch 40 Grounding bushing | 6 in | PVC Sch 40 | EA | 0.3008 | 0.3008 | 0.376 | 0.451 | Electrician |  | All | Both | Layout and normal installation | Supervision; unusual access; premium time |  | Original estimating baseline; calibrate to company history |  |  | Yes | UNVERIFIED - MODEL BASELINE | Estim8r original model baseline | N/A | [7 empty] | NO | Do not use as an authoritative bid labor unit until verified against a permitted source or company production history.
EL-00673 | 26 | Raceways | Fittings | Install PVC Sch 40 Locknut | 6 in | PVC Sch 40 | EA | 0.0658 | 0.0658 | 0.082 | 0.099 | Electrician |  | All | Both | Layout and normal installation | Supervision; unusual access; premium time |  | Original estimating baseline; calibrate to company history |  |  | Yes | UNVERIFIED - MODEL BASELINE | Estim8r original model baseline | N/A | [7 empty] | NO | Do not use as an authoritative bid labor unit until verified against a permitted source or company production history.
EL-00674 | 26 | Raceways | Fittings | Install PVC Sch 40 Sealing fitting | 6 in | PVC Sch 40 | EA | 1.034 | 1.034 | 1.292 | 1.551 | Electrician |  | All | Both | Layout and normal installation | Supervision; unusual access; premium time |  | Original estimating baseline; calibrate to company history |  |  | Yes | UNVERIFIED - MODEL BASELINE | Estim8r original model baseline | N/A | [7 empty] | NO | Do not use as an authoritative bid labor unit until verified against a permitted source or company production history.
EL-00675 | 26 | Raceways | Conduit Installation | Install PVC Sch 80 | 1/2 in | PVC Sch 80 | LF | 0.0342 | 0.0342 | 0.043 | 0.051 | Electrician |  | All | Both | Layout and normal installation | Supervision; unusual access; premium time | Straight-run baseline; fittings, supports, bends and penetrations can be separate line items. | Original estimating baseline; calibrate to company history |  |  | Yes | UNVERIFIED - MODEL BASELINE | Estim8r original model baseline | N/A | [7 empty] | NO | Do not use as an authoritative bid labor unit until verified against a permitted source or company production history.
EL-00676 | 26 | Raceways | Fittings | Install PVC Sch 80 Connector | 1/2 in | PVC Sch 80 | EA | 0.08 | 0.08 | 0.1 | 0.12 | Electrician |  | All | Both | Layout and normal installation | Supervision; unusual access; premium time |  | Original estimating baseline; calibrate to company history |  |  | Yes | UNVERIFIED - MODEL BASELINE | Estim8r original model baseline | N/A | [7 empty] | NO | Do not use as an authoritative bid labor unit until verified against a permitted source or company production history.
EL-00677 | 26 | Raceways | Fittings | Install PVC Sch 80 Coupling | 1/2 in | PVC Sch 80 | EA | 0.07 | 0.07 | 0.088 | 0.105 | Electrician |  | All | Both | Layout and normal installation | Supervision; unusual access; premium time |  | Original estimating baseline; calibrate to company history |  |  | Yes | UNVERIFIED - MODEL BASELINE | Estim8r original model baseline | N/A | [7 empty] | NO | Do not use as an authoritative bid labor unit until verified against a permitted source or company production history.
EL-00678 | 26 | Raceways | Fittings | Install PVC Sch 80 Factory elbow | 1/2 in | PVC Sch 80 | EA | 0.18 | 0.18 | 0.225 | 0.27 | Electrician |  | All | Both | Layout and normal installation | Supervision; unusual access; premium time |  | Original estimating baseline; calibrate to company history |  |  | Yes | UNVERIFIED - MODEL BASELINE | Estim8r original model baseline | N/A | [7 empty] | NO | Do not use as an authoritative bid labor unit until verified against a permitted source or company production history.
EL-00679 | 26 | Raceways | Fittings | Install PVC Sch 80 Conduit body | 1/2 in | PVC Sch 80 | EA | 0.22 | 0.22 | 0.275 | 0.33 | Electrician |  | All | Both | Layout and normal installation | Supervision; unusual access; premium time |  | Original estimating baseline; calibrate to company history |  |  | Yes | UNVERIFIED - MODEL BASELINE | Estim8r original model baseline | N/A | [7 empty] | NO | Do not use as an authoritative bid labor unit until verified against a permitted source or company production history.
EL-00680 | 26 | Raceways | Fittings | Install PVC Sch 80 Bushing | 1/2 in | PVC Sch 80 | EA | 0.05 | 0.05 | 0.062 | 0.075 | Electrician |  | All | Both | Layout and normal installation | Supervision; unusual access; premium time |  | Original estimating baseline; calibrate to company history |  |  | Yes | UNVERIFIED - MODEL BASELINE | Estim8r original model baseline | N/A | [7 empty] | NO | Do not use as an authoritative bid labor unit until verified against a permitted source or company production history.
EL-00681 | 26 | Raceways | Fittings | Install PVC Sch 80 Grounding bushing | 1/2 in | PVC Sch 80 | EA | 0.16 | 0.16 | 0.2 | 0.24 | Electrician |  | All | Both | Layout and normal installation | Supervision; unusual access; premium time |  | Original estimating baseline; calibrate to company history |  |  | Yes | UNVERIFIED - MODEL BASELINE | Estim8r original model baseline | N/A | [7 empty] | NO | Do not use as an authoritative bid labor unit until verified against a permitted source or company production history.
EL-00682 | 26 | Raceways | Fittings | Install PVC Sch 80 Locknut | 1/2 in | PVC Sch 80 | EA | 0.035 | 0.035 | 0.044 | 0.053 | Electrician |  | All | Both | Layout and normal installation | Supervision; unusual access; premium time |  | Original estimating baseline; calibrate to company history |  |  | Yes | UNVERIFIED - MODEL BASELINE | Estim8r original model baseline | N/A | [7 empty] | NO | Do not use as an authoritative bid labor unit until verified against a permitted source or company production history.
EL-00683 | 26 | Raceways | Fittings | Install PVC Sch 80 Sealing fitting | 1/2 in | PVC Sch 80 | EA | 0.55 | 0.55 | 0.688 | 0.825 | Electrician |  | All | Both | Layout and normal installation | Supervision; unusual access; premium time |  | Original estimating baseline; calibrate to company history |  |  | Yes | UNVERIFIED - MODEL BASELINE | Estim8r original model baseline | N/A | [7 empty] | NO | Do not use as an authoritative bid labor unit until verified against a permitted source or company production history.
EL-00684 | 26 | Raceways | Conduit Installation | Install PVC Sch 80 | 3/4 in | PVC Sch 80 | LF | 0.0405 | 0.0405 | 0.051 | 0.061 | Electrician |  | All | Both | Layout and normal installation | Supervision; unusual access; premium time | Straight-run baseline; fittings, supports, bends and penetrations can be separate line items. | Original estimating baseline; calibrate to company history |  |  | Yes | UNVERIFIED - MODEL BASELINE | Estim8r original model baseline | N/A | [7 empty] | NO | Do not use as an authoritative bid labor unit until verified against a permitted source or company production history.
EL-00685 | 26 | Raceways | Fittings | Install PVC Sch 80 Connector | 3/4 in | PVC Sch 80 | EA | 0.0864 | 0.0864 | 0.108 | 0.13 | Electrician |  | All | Both | Layout and normal installation | Supervision; unusual access; premium time |  | Original estimating baseline; calibrate to company history |  |  | Yes | UNVERIFIED - MODEL BASELINE | Estim8r original model baseline | N/A | [7 empty] | NO | Do not use as an authoritative bid labor unit until verified against a permitted source or company production history.
EL-00686 | 26 | Raceways | Fittings | Install PVC Sch 80 Coupling | 3/4 in | PVC Sch 80 | EA | 0.0756 | 0.0756 | 0.095 | 0.113 | Electrician |  | All | Both | Layout and normal installation | Supervision; unusual access; premium time |  | Original estimating baseline; calibrate to company history |  |  | Yes | UNVERIFIED - MODEL BASELINE | Estim8r original model baseline | N/A | [7 empty] | NO | Do not use as an authoritative bid labor unit until verified against a permitted source or company production history.
EL-00687 | 26 | Raceways | Fittings | Install PVC Sch 80 Factory elbow | 3/4 in | PVC Sch 80 | EA | 0.1944 | 0.1944 | 0.243 | 0.292 | Electrician |  | All | Both | Layout and normal installation | Supervision; unusual access; premium time |  | Original estimating baseline; calibrate to company history |  |  | Yes | UNVERIFIED - MODEL BASELINE | Estim8r original model baseline | N/A | [7 empty] | NO | Do not use as an authoritative bid labor unit until verified against a permitted source or company production history.
EL-00688 | 26 | Raceways | Fittings | Install PVC Sch 80 Conduit body | 3/4 in | PVC Sch 80 | EA | 0.2376 | 0.2376 | 0.297 | 0.356 | Electrician |  | All | Both | Layout and normal installation | Supervision; unusual access; premium time |  | Original estimating baseline; calibrate to company history |  |  | Yes | UNVERIFIED - MODEL BASELINE | Estim8r original model baseline | N/A | [7 empty] | NO | Do not use as an authoritative bid labor unit until verified against a permitted source or company production history.
EL-00689 | 26 | Raceways | Fittings | Install PVC Sch 80 Bushing | 3/4 in | PVC Sch 80 | EA | 0.054 | 0.054 | 0.068 | 0.081 | Electrician |  | All | Both | Layout and normal installation | Supervision; unusual access; premium time |  | Original estimating baseline; calibrate to company history |  |  | Yes | UNVERIFIED - MODEL BASELINE | Estim8r original model baseline | N/A | [7 empty] | NO | Do not use as an authoritative bid labor unit until verified against a permitted source or company production history.
EL-00690 | 26 | Raceways | Fittings | Install PVC Sch 80 Grounding bushing | 3/4 in | PVC Sch 80 | EA | 0.1728 | 0.1728 | 0.216 | 0.259 | Electrician |  | All | Both | Layout and normal installation | Supervision; unusual access; premium time |  | Original estimating baseline; calibrate to company history |  |  | Yes | UNVERIFIED - MODEL BASELINE | Estim8r original model baseline | N/A | [7 empty] | NO | Do not use as an authoritative bid labor unit until verified against a permitted source or company production history.
EL-00691 | 26 | Raceways | Fittings | Install PVC Sch 80 Locknut | 3/4 in | PVC Sch 80 | EA | 0.0378 | 0.0378 | 0.047 | 0.057 | Electrician |  | All | Both | Layout and normal installation | Supervision; unusual access; premium time |  | Original estimating baseline; calibrate to company history |  |  | Yes | UNVERIFIED - MODEL BASELINE | Estim8r original model baseline | N/A | [7 empty] | NO | Do not use as an authoritative bid labor unit until verified against a permitted source or company production history.
EL-00692 | 26 | Raceways | Fittings | Install PVC Sch 80 Sealing fitting | 3/4 in | PVC Sch 80 | EA | 0.594 | 0.594 | 0.743 | 0.891 | Electrician |  | All | Both | Layout and normal installation | Supervision; unusual access; premium time |  | Original estimating baseline; calibrate to company history |  |  | Yes | UNVERIFIED - MODEL BASELINE | Estim8r original model baseline | N/A | [7 empty] | NO | Do not use as an authoritative bid labor unit until verified against a permitted source or company production history.
EL-00693 | 26 | Raceways | Conduit Installation | Install PVC Sch 80 | 1 in | PVC Sch 80 | LF | 0.0468 | 0.0468 | 0.059 | 0.07 | Electrician |  | All | Both | Layout and normal installation | Supervision; unusual access; premium time | Straight-run baseline; fittings, supports, bends and penetrations can be separate line items. | Original estimating baseline; calibrate to company history |  |  | Yes | UNVERIFIED - MODEL BASELINE | Estim8r original model baseline | N/A | [7 empty] | NO | Do not use as an authoritative bid labor unit until verified against a permitted source or company production history.
EL-00694 | 26 | Raceways | Fittings | Install PVC Sch 80 Connector | 1 in | PVC Sch 80 | EA | 0.0928 | 0.0928 | 0.116 | 0.139 | Electrician |  | All | Both | Layout and normal installation | Supervision; unusual access; premium time |  | Original estimating baseline; calibrate to company history |  |  | Yes | UNVERIFIED - MODEL BASELINE | Estim8r original model baseline | N/A | [7 empty] | NO | Do not use as an authoritative bid labor unit until verified against a permitted source or company production history.
EL-00695 | 26 | Raceways | Fittings | Install PVC Sch 80 Coupling | 1 in | PVC Sch 80 | EA | 0.0812 | 0.0812 | 0.102 | 0.122 | Electrician |  | All | Both | Layout and normal installation | Supervision; unusual access; premium time |  | Original estimating baseline; calibrate to company history |  |  | Yes | UNVERIFIED - MODEL BASELINE | Estim8r original model baseline | N/A | [7 empty] | NO | Do not use as an authoritative bid labor unit until verified against a permitted source or company production history.
EL-00696 | 26 | Raceways | Fittings | Install PVC Sch 80 Factory elbow | 1 in | PVC Sch 80 | EA | 0.2088 | 0.2088 | 0.261 | 0.313 | Electrician |  | All | Both | Layout and normal installation | Supervision; unusual access; premium time |  | Original estimating baseline; calibrate to company history |  |  | Yes | UNVERIFIED - MODEL BASELINE | Estim8r original model baseline | N/A | [7 empty] | NO | Do not use as an authoritative bid labor unit until verified against a permitted source or company production history.
EL-00697 | 26 | Raceways | Fittings | Install PVC Sch 80 Conduit body | 1 in | PVC Sch 80 | EA | 0.2552 | 0.2552 | 0.319 | 0.383 | Electrician |  | All | Both | Layout and normal installation | Supervision; unusual access; premium time |  | Original estimating baseline; calibrate to company history |  |  | Yes | UNVERIFIED - MODEL BASELINE | Estim8r original model baseline | N/A | [7 empty] | NO | Do not use as an authoritative bid labor unit until verified against a permitted source or company production history.
EL-00698 | 26 | Raceways | Fittings | Install PVC Sch 80 Bushing | 1 in | PVC Sch 80 | EA | 0.058 | 0.058 | 0.072 | 0.087 | Electrician |  | All | Both | Layout and normal installation | Supervision; unusual access; premium time |  | Original estimating baseline; calibrate to company history |  |  | Yes | UNVERIFIED - MODEL BASELINE | Estim8r original model baseline | N/A | [7 empty] | NO | Do not use as an authoritative bid labor unit until verified against a permitted source or company production history.
EL-00699 | 26 | Raceways | Fittings | Install PVC Sch 80 Grounding bushing | 1 in | PVC Sch 80 | EA | 0.1856 | 0.1856 | 0.232 | 0.278 | Electrician |  | All | Both | Layout and normal installation | Supervision; unusual access; premium time |  | Original estimating baseline; calibrate to company history |  |  | Yes | UNVERIFIED - MODEL BASELINE | Estim8r original model baseline | N/A | [7 empty] | NO | Do not use as an authoritative bid labor unit until verified against a permitted source or company production history.
EL-00700 | 26 | Raceways | Fittings | Install PVC Sch 80 Locknut | 1 in | PVC Sch 80 | EA | 0.0406 | 0.0406 | 0.051 | 0.061 | Electrician |  | All | Both | Layout and normal installation | Supervision; unusual access; premium time |  | Original estimating baseline; calibrate to company history |  |  | Yes | UNVERIFIED - MODEL BASELINE | Estim8r original model baseline | N/A | [7 empty] | NO | Do not use as an authoritative bid labor unit until verified against a permitted source or company production history.
EL-00701 | 26 | Raceways | Fittings | Install PVC Sch 80 Sealing fitting | 1 in | PVC Sch 80 | EA | 0.638 | 0.638 | 0.797 | 0.957 | Electrician |  | All | Both | Layout and normal installation | Supervision; unusual access; premium time |  | Original estimating baseline; calibrate to company history |  |  | Yes | UNVERIFIED - MODEL BASELINE | Estim8r original model baseline | N/A | [7 empty] | NO | Do not use as an authoritative bid labor unit until verified against a permitted source or company production history.
EL-00702 | 26 | Raceways | Conduit Installation | Install PVC Sch 80 | 1-1/4 in | PVC Sch 80 | LF | 0.0585 | 0.0585 | 0.073 | 0.088 | Electrician |  | All | Both | Layout and normal installation | Supervision; unusual access; premium time | Straight-run baseline; fittings, supports, bends and penetrations can be separate line items. | Original estimating baseline; calibrate to company history |  |  | Yes | UNVERIFIED - MODEL BASELINE | Estim8r original model baseline | N/A | [7 empty] | NO | Do not use as an authoritative bid labor unit until verified against a permitted source or company production history.
EL-00703 | 26 | Raceways | Fittings | Install PVC Sch 80 Connector | 1-1/4 in | PVC Sch 80 | EA | 0.0992 | 0.0992 | 0.124 | 0.149 | Electrician |  | All | Both | Layout and normal installation | Supervision; unusual access; premium time |  | Original estimating baseline; calibrate to company history |  |  | Yes | UNVERIFIED - MODEL BASELINE | Estim8r original model baseline | N/A | [7 empty] | NO | Do not use as an authoritative bid labor unit until verified against a permitted source or company production history.
EL-00704 | 26 | Raceways | Fittings | Install PVC Sch 80 Coupling | 1-1/4 in | PVC Sch 80 | EA | 0.0868 | 0.0868 | 0.108 | 0.13 | Electrician |  | All | Both | Layout and normal installation | Supervision; unusual access; premium time |  | Original estimating baseline; calibrate to company history |  |  | Yes | UNVERIFIED - MODEL BASELINE | Estim8r original model baseline | N/A | [7 empty] | NO | Do not use as an authoritative bid labor unit until verified against a permitted source or company production history.
EL-00705 | 26 | Raceways | Fittings | Install PVC Sch 80 Factory elbow | 1-1/4 in | PVC Sch 80 | EA | 0.2232 | 0.2232 | 0.279 | 0.335 | Electrician |  | All | Both | Layout and normal installation | Supervision; unusual access; premium time |  | Original estimating baseline; calibrate to company history |  |  | Yes | UNVERIFIED - MODEL BASELINE | Estim8r original model baseline | N/A | [7 empty] | NO | Do not use as an authoritative bid labor unit until verified against a permitted source or company production history.
EL-00706 | 26 | Raceways | Fittings | Install PVC Sch 80 Conduit body | 1-1/4 in | PVC Sch 80 | EA | 0.2728 | 0.2728 | 0.341 | 0.409 | Electrician |  | All | Both | Layout and normal installation | Supervision; unusual access; premium time |  | Original estimating baseline; calibrate to company history |  |  | Yes | UNVERIFIED - MODEL BASELINE | Estim8r original model baseline | N/A | [7 empty] | NO | Do not use as an authoritative bid labor unit until verified against a permitted source or company production history.
EL-00707 | 26 | Raceways | Fittings | Install PVC Sch 80 Bushing | 1-1/4 in | PVC Sch 80 | EA | 0.062 | 0.062 | 0.077 | 0.093 | Electrician |  | All | Both | Layout and normal installation | Supervision; unusual access; premium time |  | Original estimating baseline; calibrate to company history |  |  | Yes | UNVERIFIED - MODEL BASELINE | Estim8r original model baseline | N/A | [7 empty] | NO | Do not use as an authoritative bid labor unit until verified against a permitted source or company production history.
EL-00708 | 26 | Raceways | Fittings | Install PVC Sch 80 Grounding bushing | 1-1/4 in | PVC Sch 80 | EA | 0.1984 | 0.1984 | 0.248 | 0.298 | Electrician |  | All | Both | Layout and normal installation | Supervision; unusual access; premium time |  | Original estimating baseline; calibrate to company history |  |  | Yes | UNVERIFIED - MODEL BASELINE | Estim8r original model baseline | N/A | [7 empty] | NO | Do not use as an authoritative bid labor unit until verified against a permitted source or company production history.
EL-00709 | 26 | Raceways | Fittings | Install PVC Sch 80 Locknut | 1-1/4 in | PVC Sch 80 | EA | 0.0434 | 0.0434 | 0.054 | 0.065 | Electrician |  | All | Both | Layout and normal installation | Supervision; unusual access; premium time |  | Original estimating baseline; calibrate to company history |  |  | Yes | UNVERIFIED - MODEL BASELINE | Estim8r original model baseline | N/A | [7 empty] | NO | Do not use as an authoritative bid labor unit until verified against a permitted source or company production history.
EL-00710 | 26 | Raceways | Fittings | Install PVC Sch 80 Sealing fitting | 1-1/4 in | PVC Sch 80 | EA | 0.682 | 0.682 | 0.853 | 1.023 | Electrician |  | All | Both | Layout and normal installation | Supervision; unusual access; premium time |  | Original estimating baseline; calibrate to company history |  |  | Yes | UNVERIFIED - MODEL BASELINE | Estim8r original model baseline | N/A | [7 empty] | NO | Do not use as an authoritative bid labor unit until verified against a permitted source or company production history.
EL-00711 | 26 | Raceways | Conduit Installation | Install PVC Sch 80 | 1-1/2 in | PVC Sch 80 | LF | 0.0675 | 0.0675 | 0.084 | 0.101 | Electrician |  | All | Both | Layout and normal installation | Supervision; unusual access; premium time | Straight-run baseline; fittings, supports, bends and penetrations can be separate line items. | Original estimating baseline; calibrate to company history |  |  | Yes | UNVERIFIED - MODEL BASELINE | Estim8r original model baseline | N/A | [7 empty] | NO | Do not use as an authoritative bid labor unit until verified against a permitted source or company production history.
EL-00712 | 26 | Raceways | Fittings | Install PVC Sch 80 Connector | 1-1/2 in | PVC Sch 80 | EA | 0.1056 | 0.1056 | 0.132 | 0.158 | Electrician |  | All | Both | Layout and normal installation | Supervision; unusual access; premium time |  | Original estimating baseline; calibrate to company history |  |  | Yes | UNVERIFIED - MODEL BASELINE | Estim8r original model baseline | N/A | [7 empty] | NO | Do not use as an authoritative bid labor unit until verified against a permitted source or company production history.
EL-00713 | 26 | Raceways | Fittings | Install PVC Sch 80 Coupling | 1-1/2 in | PVC Sch 80 | EA | 0.0924 | 0.0924 | 0.116 | 0.139 | Electrician |  | All | Both | Layout and normal installation | Supervision; unusual access; premium time |  | Original estimating baseline; calibrate to company history |  |  | Yes | UNVERIFIED - MODEL BASELINE | Estim8r original model baseline | N/A | [7 empty] | NO | Do not use as an authoritative bid labor unit until verified against a permitted source or company production history.
EL-00714 | 26 | Raceways | Fittings | Install PVC Sch 80 Factory elbow | 1-1/2 in | PVC Sch 80 | EA | 0.2376 | 0.2376 | 0.297 | 0.356 | Electrician |  | All | Both | Layout and normal installation | Supervision; unusual access; premium time |  | Original estimating baseline; calibrate to company history |  |  | Yes | UNVERIFIED - MODEL BASELINE | Estim8r original model baseline | N/A | [7 empty] | NO | Do not use as an authoritative bid labor unit until verified against a permitted source or company production history.
EL-00715 | 26 | Raceways | Fittings | Install PVC Sch 80 Conduit body | 1-1/2 in | PVC Sch 80 | EA | 0.2904 | 0.2904 | 0.363 | 0.436 | Electrician |  | All | Both | Layout and normal installation | Supervision; unusual access; premium time |  | Original estimating baseline; calibrate to company history |  |  | Yes | UNVERIFIED - MODEL BASELINE | Estim8r original model baseline | N/A | [7 empty] | NO | Do not use as an authoritative bid labor unit until verified against a permitted source or company production history.
EL-00716 | 26 | Raceways | Fittings | Install PVC Sch 80 Bushing | 1-1/2 in | PVC Sch 80 | EA | 0.066 | 0.066 | 0.083 | 0.099 | Electrician |  | All | Both | Layout and normal installation | Supervision; unusual access; premium time |  | Original estimating baseline; calibrate to company history |  |  | Yes | UNVERIFIED - MODEL BASELINE | Estim8r original model baseline | N/A | [7 empty] | NO | Do not use as an authoritative bid labor unit until verified against a permitted source or company production history.
EL-00717 | 26 | Raceways | Fittings | Install PVC Sch 80 Grounding bushing | 1-1/2 in | PVC Sch 80 | EA | 0.2112 | 0.2112 | 0.264 | 0.317 | Electrician |  | All | Both | Layout and normal installation | Supervision; unusual access; premium time |  | Original estimating baseline; calibrate to company history |  |  | Yes | UNVERIFIED - MODEL BASELINE | Estim8r original model baseline | N/A | [7 empty] | NO | Do not use as an authoritative bid labor unit until verified against a permitted source or company production history.
EL-00718 | 26 | Raceways | Fittings | Install PVC Sch 80 Locknut | 1-1/2 in | PVC Sch 80 | EA | 0.0462 | 0.0462 | 0.058 | 0.069 | Electrician |  | All | Both | Layout and normal installation | Supervision; unusual access; premium time |  | Original estimating baseline; calibrate to company history |  |  | Yes | UNVERIFIED - MODEL BASELINE | Estim8r original model baseline | N/A | [7 empty] | NO | Do not use as an authoritative bid labor unit until verified against a permitted source or company production history.
EL-00719 | 26 | Raceways | Fittings | Install PVC Sch 80 Sealing fitting | 1-1/2 in | PVC Sch 80 | EA | 0.726 | 0.726 | 0.908 | 1.089 | Electrician |  | All | Both | Layout and normal installation | Supervision; unusual access; premium time |  | Original estimating baseline; calibrate to company history |  |  | Yes | UNVERIFIED - MODEL BASELINE | Estim8r original model baseline | N/A | [7 empty] | NO | Do not use as an authoritative bid labor unit until verified against a permitted source or company production history.
EL-00720 | 26 | Raceways | Conduit Installation | Install PVC Sch 80 | 2 in | PVC Sch 80 | LF | 0.081 | 0.081 | 0.101 | 0.121 | Electrician |  | All | Both | Layout and normal installation | Supervision; unusual access; premium time | Straight-run baseline; fittings, supports, bends and penetrations can be separate line items. | Original estimating baseline; calibrate to company history |  |  | Yes | UNVERIFIED - MODEL BASELINE | Estim8r original model baseline | N/A | [7 empty] | NO | Do not use as an authoritative bid labor unit until verified against a permitted source or company production history.
EL-00721 | 26 | Raceways | Fittings | Install PVC Sch 80 Connector | 2 in | PVC Sch 80 | EA | 0.112 | 0.112 | 0.14 | 0.168 | Electrician |  | All | Both | Layout and normal installation | Supervision; unusual access; premium time |  | Original estimating baseline; calibrate to company history |  |  | Yes | UNVERIFIED - MODEL BASELINE | Estim8r original model baseline | N/A | [7 empty] | NO | Do not use as an authoritative bid labor unit until verified against a permitted source or company production history.
EL-00722 | 26 | Raceways | Fittings | Install PVC Sch 80 Coupling | 2 in | PVC Sch 80 | EA | 0.098 | 0.098 | 0.122 | 0.147 | Electrician |  | All | Both | Layout and normal installation | Supervision; unusual access; premium time |  | Original estimating baseline; calibrate to company history |  |  | Yes | UNVERIFIED - MODEL BASELINE | Estim8r original model baseline | N/A | [7 empty] | NO | Do not use as an authoritative bid labor unit until verified against a permitted source or company production history.
EL-00723 | 26 | Raceways | Fittings | Install PVC Sch 80 Factory elbow | 2 in | PVC Sch 80 | EA | 0.252 | 0.252 | 0.315 | 0.378 | Electrician |  | All | Both | Layout and normal installation | Supervision; unusual access; premium time |  | Original estimating baseline; calibrate to company history |  |  | Yes | UNVERIFIED - MODEL BASELINE | Estim8r original model baseline | N/A | [7 empty] | NO | Do not use as an authoritative bid labor unit until verified against a permitted source or company production history.
EL-00724 | 26 | Raceways | Fittings | Install PVC Sch 80 Conduit body | 2 in | PVC Sch 80 | EA | 0.308 | 0.308 | 0.385 | 0.462 | Electrician |  | All | Both | Layout and normal installation | Supervision; unusual access; premium time |  | Original estimating baseline; calibrate to company history |  |  | Yes | UNVERIFIED - MODEL BASELINE | Estim8r original model baseline | N/A | [7 empty] | NO | Do not use as an authoritative bid labor unit until verified against a permitted source or company production history.
EL-00725 | 26 | Raceways | Fittings | Install PVC Sch 80 Bushing | 2 in | PVC Sch 80 | EA | 0.07 | 0.07 | 0.087 | 0.105 | Electrician |  | All | Both | Layout and normal installation | Supervision; unusual access; premium time |  | Original estimating baseline; calibrate to company history |  |  | Yes | UNVERIFIED - MODEL BASELINE | Estim8r original model baseline | N/A | [7 empty] | NO | Do not use as an authoritative bid labor unit until verified against a permitted source or company production history.
EL-00726 | 26 | Raceways | Fittings | Install PVC Sch 80 Grounding bushing | 2 in | PVC Sch 80 | EA | 0.224 | 0.224 | 0.28 | 0.336 | Electrician |  | All | Both | Layout and normal installation | Supervision; unusual access; premium time |  | Original estimating baseline; calibrate to company history |  |  | Yes | UNVERIFIED - MODEL BASELINE | Estim8r original model baseline | N/A | [7 empty] | NO | Do not use as an authoritative bid labor unit until verified against a permitted source or company production history.
EL-00727 | 26 | Raceways | Fittings | Install PVC Sch 80 Locknut | 2 in | PVC Sch 80 | EA | 0.049 | 0.049 | 0.061 | 0.074 | Electrician |  | All | Both | Layout and normal installation | Supervision; unusual access; premium time |  | Original estimating baseline; calibrate to company history |  |  | Yes | UNVERIFIED - MODEL BASELINE | Estim8r original model baseline | N/A | [7 empty] | NO | Do not use as an authoritative bid labor unit until verified against a permitted source or company production history.
EL-00728 | 26 | Raceways | Fittings | Install PVC Sch 80 Sealing fitting | 2 in | PVC Sch 80 | EA | 0.77 | 0.77 | 0.963 | 1.155 | Electrician |  | All | Both | Layout and normal installation | Supervision; unusual access; premium time |  | Original estimating baseline; calibrate to company history |  |  | Yes | UNVERIFIED - MODEL BASELINE | Estim8r original model baseline | N/A | [7 empty] | NO | Do not use as an authoritative bid labor unit until verified against a permitted source or company production history.
EL-00729 | 26 | Raceways | Conduit Installation | Install PVC Sch 80 | 2-1/2 in | PVC Sch 80 | LF | 0.1035 | 0.1035 | 0.129 | 0.155 | Electrician |  | All | Both | Layout and normal installation | Supervision; unusual access; premium time | Straight-run baseline; fittings, supports, bends and penetrations can be separate line items. | Original estimating baseline; calibrate to company history |  |  | Yes | UNVERIFIED - MODEL BASELINE | Estim8r original model baseline | N/A | [7 empty] | NO | Do not use as an authoritative bid labor unit until verified against a permitted source or company production history.
EL-00730 | 26 | Raceways | Fittings | Install PVC Sch 80 Connector | 2-1/2 in | PVC Sch 80 | EA | 0.1184 | 0.1184 | 0.148 | 0.178 | Electrician |  | All | Both | Layout and normal installation | Supervision; unusual access; premium time |  | Original estimating baseline; calibrate to company history |  |  | Yes | UNVERIFIED - MODEL BASELINE | Estim8r original model baseline | N/A | [7 empty] | NO | Do not use as an authoritative bid labor unit until verified against a permitted source or company production history.
EL-00731 | 26 | Raceways | Fittings | Install PVC Sch 80 Coupling | 2-1/2 in | PVC Sch 80 | EA | 0.1036 | 0.1036 | 0.13 | 0.155 | Electrician |  | All | Both | Layout and normal installation | Supervision; unusual access; premium time |  | Original estimating baseline; calibrate to company history |  |  | Yes | UNVERIFIED - MODEL BASELINE | Estim8r original model baseline | N/A | [7 empty] | NO | Do not use as an authoritative bid labor unit until verified against a permitted source or company production history.
EL-00732 | 26 | Raceways | Fittings | Install PVC Sch 80 Factory elbow | 2-1/2 in | PVC Sch 80 | EA | 0.2664 | 0.2664 | 0.333 | 0.4 | Electrician |  | All | Both | Layout and normal installation | Supervision; unusual access; premium time |  | Original estimating baseline; calibrate to company history |  |  | Yes | UNVERIFIED - MODEL BASELINE | Estim8r original model baseline | N/A | [7 empty] | NO | Do not use as an authoritative bid labor unit until verified against a permitted source or company production history.
EL-00733 | 26 | Raceways | Fittings | Install PVC Sch 80 Conduit body | 2-1/2 in | PVC Sch 80 | EA | 0.3256 | 0.3256 | 0.407 | 0.488 | Electrician |  | All | Both | Layout and normal installation | Supervision; unusual access; premium time |  | Original estimating baseline; calibrate to company history |  |  | Yes | UNVERIFIED - MODEL BASELINE | Estim8r original model baseline | N/A | [7 empty] | NO | Do not use as an authoritative bid labor unit until verified against a permitted source or company production history.
EL-00734 | 26 | Raceways | Fittings | Install PVC Sch 80 Bushing | 2-1/2 in | PVC Sch 80 | EA | 0.074 | 0.074 | 0.092 | 0.111 | Electrician |  | All | Both | Layout and normal installation | Supervision; unusual access; premium time |  | Original estimating baseline; calibrate to company history |  |  | Yes | UNVERIFIED - MODEL BASELINE | Estim8r original model baseline | N/A | [7 empty] | NO | Do not use as an authoritative bid labor unit until verified against a permitted source or company production history.
EL-00735 | 26 | Raceways | Fittings | Install PVC Sch 80 Grounding bushing | 2-1/2 in | PVC Sch 80 | EA | 0.2368 | 0.2368 | 0.296 | 0.355 | Electrician |  | All | Both | Layout and normal installation | Supervision; unusual access; premium time |  | Original estimating baseline; calibrate to company history |  |  | Yes | UNVERIFIED - MODEL BASELINE | Estim8r original model baseline | N/A | [7 empty] | NO | Do not use as an authoritative bid labor unit until verified against a permitted source or company production history.
EL-00736 | 26 | Raceways | Fittings | Install PVC Sch 80 Locknut | 2-1/2 in | PVC Sch 80 | EA | 0.0518 | 0.0518 | 0.065 | 0.078 | Electrician |  | All | Both | Layout and normal installation | Supervision; unusual access; premium time |  | Original estimating baseline; calibrate to company history |  |  | Yes | UNVERIFIED - MODEL BASELINE | Estim8r original model baseline | N/A | [7 empty] | NO | Do not use as an authoritative bid labor unit until verified against a permitted source or company production history.
EL-00737 | 26 | Raceways | Fittings | Install PVC Sch 80 Sealing fitting | 2-1/2 in | PVC Sch 80 | EA | 0.814 | 0.814 | 1.018 | 1.221 | Electrician |  | All | Both | Layout and normal installation | Supervision; unusual access; premium time |  | Original estimating baseline; calibrate to company history |  |  | Yes | UNVERIFIED - MODEL BASELINE | Estim8r original model baseline | N/A | [7 empty] | NO | Do not use as an authoritative bid labor unit until verified against a permitted source or company production history.
EL-00738 | 26 | Raceways | Conduit Installation | Install PVC Sch 80 | 3 in | PVC Sch 80 | LF | 0.126 | 0.126 | 0.158 | 0.189 | Electrician |  | All | Both | Layout and normal installation | Supervision; unusual access; premium time | Straight-run baseline; fittings, supports, bends and penetrations can be separate line items. | Original estimating baseline; calibrate to company history |  |  | Yes | UNVERIFIED - MODEL BASELINE | Estim8r original model baseline | N/A | [7 empty] | NO | Do not use as an authoritative bid labor unit until verified against a permitted source or company production history.
EL-00739 | 26 | Raceways | Fittings | Install PVC Sch 80 Connector | 3 in | PVC Sch 80 | EA | 0.1248 | 0.1248 | 0.156 | 0.187 | Electrician |  | All | Both | Layout and normal installation | Supervision; unusual access; premium time |  | Original estimating baseline; calibrate to company history |  |  | Yes | UNVERIFIED - MODEL BASELINE | Estim8r original model baseline | N/A | [7 empty] | NO | Do not use as an authoritative bid labor unit until verified against a permitted source or company production history.
EL-00740 | 26 | Raceways | Fittings | Install PVC Sch 80 Coupling | 3 in | PVC Sch 80 | EA | 0.1092 | 0.1092 | 0.137 | 0.164 | Electrician |  | All | Both | Layout and normal installation | Supervision; unusual access; premium time |  | Original estimating baseline; calibrate to company history |  |  | Yes | UNVERIFIED - MODEL BASELINE | Estim8r original model baseline | N/A | [7 empty] | NO | Do not use as an authoritative bid labor unit until verified against a permitted source or company production history.
EL-00741 | 26 | Raceways | Fittings | Install PVC Sch 80 Factory elbow | 3 in | PVC Sch 80 | EA | 0.2808 | 0.2808 | 0.351 | 0.421 | Electrician |  | All | Both | Layout and normal installation | Supervision; unusual access; premium time |  | Original estimating baseline; calibrate to company history |  |  | Yes | UNVERIFIED - MODEL BASELINE | Estim8r original model baseline | N/A | [7 empty] | NO | Do not use as an authoritative bid labor unit until verified against a permitted source or company production history.
EL-00742 | 26 | Raceways | Fittings | Install PVC Sch 80 Conduit body | 3 in | PVC Sch 80 | EA | 0.3432 | 0.3432 | 0.429 | 0.515 | Electrician |  | All | Both | Layout and normal installation | Supervision; unusual access; premium time |  | Original estimating baseline; calibrate to company history |  |  | Yes | UNVERIFIED - MODEL BASELINE | Estim8r original model baseline | N/A | [7 empty] | NO | Do not use as an authoritative bid labor unit until verified against a permitted source or company production history.
EL-00743 | 26 | Raceways | Fittings | Install PVC Sch 80 Bushing | 3 in | PVC Sch 80 | EA | 0.078 | 0.078 | 0.098 | 0.117 | Electrician |  | All | Both | Layout and normal installation | Supervision; unusual access; premium time |  | Original estimating baseline; calibrate to company history |  |  | Yes | UNVERIFIED - MODEL BASELINE | Estim8r original model baseline | N/A | [7 empty] | NO | Do not use as an authoritative bid labor unit until verified against a permitted source or company production history.
EL-00744 | 26 | Raceways | Fittings | Install PVC Sch 80 Grounding bushing | 3 in | PVC Sch 80 | EA | 0.2496 | 0.2496 | 0.312 | 0.374 | Electrician |  | All | Both | Layout and normal installation | Supervision; unusual access; premium time |  | Original estimating baseline; calibrate to company history |  |  | Yes | UNVERIFIED - MODEL BASELINE | Estim8r original model baseline | N/A | [7 empty] | NO | Do not use as an authoritative bid labor unit until verified against a permitted source or company production history.
EL-00745 | 26 | Raceways | Fittings | Install PVC Sch 80 Locknut | 3 in | PVC Sch 80 | EA | 0.0546 | 0.0546 | 0.068 | 0.082 | Electrician |  | All | Both | Layout and normal installation | Supervision; unusual access; premium time |  | Original estimating baseline; calibrate to company history |  |  | Yes | UNVERIFIED - MODEL BASELINE | Estim8r original model baseline | N/A | [7 empty] | NO | Do not use as an authoritative bid labor unit until verified against a permitted source or company production history.
EL-00746 | 26 | Raceways | Fittings | Install PVC Sch 80 Sealing fitting | 3 in | PVC Sch 80 | EA | 0.858 | 0.858 | 1.073 | 1.287 | Electrician |  | All | Both | Layout and normal installation | Supervision; unusual access; premium time |  | Original estimating baseline; calibrate to company history |  |  | Yes | UNVERIFIED - MODEL BASELINE | Estim8r original model baseline | N/A | [7 empty] | NO | Do not use as an authoritative bid labor unit until verified against a permitted source or company production history.
EL-00747 | 26 | Raceways | Conduit Installation | Install PVC Sch 80 | 3-1/2 in | PVC Sch 80 | LF | 0.1485 | 0.1485 | 0.186 | 0.223 | Electrician |  | All | Both | Layout and normal installation | Supervision; unusual access; premium time | Straight-run baseline; fittings, supports, bends and penetrations can be separate line items. | Original estimating baseline; calibrate to company history |  |  | Yes | UNVERIFIED - MODEL BASELINE | Estim8r original model baseline | N/A | [7 empty] | NO | Do not use as an authoritative bid labor unit until verified against a permitted source or company production history.
EL-00748 | 26 | Raceways | Fittings | Install PVC Sch 80 Connector | 3-1/2 in | PVC Sch 80 | EA | 0.1312 | 0.1312 | 0.164 | 0.197 | Electrician |  | All | Both | Layout and normal installation | Supervision; unusual access; premium time |  | Original estimating baseline; calibrate to company history |  |  | Yes | UNVERIFIED - MODEL BASELINE | Estim8r original model baseline | N/A | [7 empty] | NO | Do not use as an authoritative bid labor unit until verified against a permitted source or company production history.
EL-00749 | 26 | Raceways | Fittings | Install PVC Sch 80 Coupling | 3-1/2 in | PVC Sch 80 | EA | 0.1148 | 0.1148 | 0.144 | 0.172 | Electrician |  | All | Both | Layout and normal installation | Supervision; unusual access; premium time |  | Original estimating baseline; calibrate to company history |  |  | Yes | UNVERIFIED - MODEL BASELINE | Estim8r original model baseline | N/A | [7 empty] | NO | Do not use as an authoritative bid labor unit until verified against a permitted source or company production history.
EL-00750 | 26 | Raceways | Fittings | Install PVC Sch 80 Factory elbow | 3-1/2 in | PVC Sch 80 | EA | 0.2952 | 0.2952 | 0.369 | 0.443 | Electrician |  | All | Both | Layout and normal installation | Supervision; unusual access; premium time |  | Original estimating baseline; calibrate to company history |  |  | Yes | UNVERIFIED - MODEL BASELINE | Estim8r original model baseline | N/A | [7 empty] | NO | Do not use as an authoritative bid labor unit until verified against a permitted source or company production history.
EL-00751 | 26 | Raceways | Fittings | Install PVC Sch 80 Conduit body | 3-1/2 in | PVC Sch 80 | EA | 0.3608 | 0.3608 | 0.451 | 0.541 | Electrician |  | All | Both | Layout and normal installation | Supervision; unusual access; premium time |  | Original estimating baseline; calibrate to company history |  |  | Yes | UNVERIFIED - MODEL BASELINE | Estim8r original model baseline | N/A | [7 empty] | NO | Do not use as an authoritative bid labor unit until verified against a permitted source or company production history.
EL-00752 | 26 | Raceways | Fittings | Install PVC Sch 80 Bushing | 3-1/2 in | PVC Sch 80 | EA | 0.082 | 0.082 | 0.103 | 0.123 | Electrician |  | All | Both | Layout and normal installation | Supervision; unusual access; premium time |  | Original estimating baseline; calibrate to company history |  |  | Yes | UNVERIFIED - MODEL BASELINE | Estim8r original model baseline | N/A | [7 empty] | NO | Do not use as an authoritative bid labor unit until verified against a permitted source or company production history.
EL-00753 | 26 | Raceways | Fittings | Install PVC Sch 80 Grounding bushing | 3-1/2 in | PVC Sch 80 | EA | 0.2624 | 0.2624 | 0.328 | 0.394 | Electrician |  | All | Both | Layout and normal installation | Supervision; unusual access; premium time |  | Original estimating baseline; calibrate to company history |  |  | Yes | UNVERIFIED - MODEL BASELINE | Estim8r original model baseline | N/A | [7 empty] | NO | Do not use as an authoritative bid labor unit until verified against a permitted source or company production history.
EL-00754 | 26 | Raceways | Fittings | Install PVC Sch 80 Locknut | 3-1/2 in | PVC Sch 80 | EA | 0.0574 | 0.0574 | 0.072 | 0.086 | Electrician |  | All | Both | Layout and normal installation | Supervision; unusual access; premium time |  | Original estimating baseline; calibrate to company history |  |  | Yes | UNVERIFIED - MODEL BASELINE | Estim8r original model baseline | N/A | [7 empty] | NO | Do not use as an authoritative bid labor unit until verified against a permitted source or company production history.
EL-00755 | 26 | Raceways | Fittings | Install PVC Sch 80 Sealing fitting | 3-1/2 in | PVC Sch 80 | EA | 0.902 | 0.902 | 1.128 | 1.353 | Electrician |  | All | Both | Layout and normal installation | Supervision; unusual access; premium time |  | Original estimating baseline; calibrate to company history |  |  | Yes | UNVERIFIED - MODEL BASELINE | Estim8r original model baseline | N/A | [7 empty] | NO | Do not use as an authoritative bid labor unit until verified against a permitted source or company production history.
EL-00756 | 26 | Raceways | Conduit Installation | Install PVC Sch 80 | 4 in | PVC Sch 80 | LF | 0.171 | 0.171 | 0.214 | 0.257 | Electrician |  | All | Both | Layout and normal installation | Supervision; unusual access; premium time | Straight-run baseline; fittings, supports, bends and penetrations can be separate line items. | Original estimating baseline; calibrate to company history |  |  | Yes | UNVERIFIED - MODEL BASELINE | Estim8r original model baseline | N/A | [7 empty] | NO | Do not use as an authoritative bid labor unit until verified against a permitted source or company production history.
EL-00757 | 26 | Raceways | Fittings | Install PVC Sch 80 Connector | 4 in | PVC Sch 80 | EA | 0.1376 | 0.1376 | 0.172 | 0.206 | Electrician |  | All | Both | Layout and normal installation | Supervision; unusual access; premium time |  | Original estimating baseline; calibrate to company history |  |  | Yes | UNVERIFIED - MODEL BASELINE | Estim8r original model baseline | N/A | [7 empty] | NO | Do not use as an authoritative bid labor unit until verified against a permitted source or company production history.
EL-00758 | 26 | Raceways | Fittings | Install PVC Sch 80 Coupling | 4 in | PVC Sch 80 | EA | 0.1204 | 0.1204 | 0.151 | 0.181 | Electrician |  | All | Both | Layout and normal installation | Supervision; unusual access; premium time |  | Original estimating baseline; calibrate to company history |  |  | Yes | UNVERIFIED - MODEL BASELINE | Estim8r original model baseline | N/A | [7 empty] | NO | Do not use as an authoritative bid labor unit until verified against a permitted source or company production history.
EL-00759 | 26 | Raceways | Fittings | Install PVC Sch 80 Factory elbow | 4 in | PVC Sch 80 | EA | 0.3096 | 0.3096 | 0.387 | 0.464 | Electrician |  | All | Both | Layout and normal installation | Supervision; unusual access; premium time |  | Original estimating baseline; calibrate to company history |  |  | Yes | UNVERIFIED - MODEL BASELINE | Estim8r original model baseline | N/A | [7 empty] | NO | Do not use as an authoritative bid labor unit until verified against a permitted source or company production history.
EL-00760 | 26 | Raceways | Fittings | Install PVC Sch 80 Conduit body | 4 in | PVC Sch 80 | EA | 0.3784 | 0.3784 | 0.473 | 0.568 | Electrician |  | All | Both | Layout and normal installation | Supervision; unusual access; premium time |  | Original estimating baseline; calibrate to company history |  |  | Yes | UNVERIFIED - MODEL BASELINE | Estim8r original model baseline | N/A | [7 empty] | NO | Do not use as an authoritative bid labor unit until verified against a permitted source or company production history.
EL-00761 | 26 | Raceways | Fittings | Install PVC Sch 80 Bushing | 4 in | PVC Sch 80 | EA | 0.086 | 0.086 | 0.108 | 0.129 | Electrician |  | All | Both | Layout and normal installation | Supervision; unusual access; premium time |  | Original estimating baseline; calibrate to company history |  |  | Yes | UNVERIFIED - MODEL BASELINE | Estim8r original model baseline | N/A | [7 empty] | NO | Do not use as an authoritative bid labor unit until verified against a permitted source or company production history.
EL-00762 | 26 | Raceways | Fittings | Install PVC Sch 80 Grounding bushing | 4 in | PVC Sch 80 | EA | 0.2752 | 0.2752 | 0.344 | 0.413 | Electrician |  | All | Both | Layout and normal installation | Supervision; unusual access; premium time |  | Original estimating baseline; calibrate to company history |  |  | Yes | UNVERIFIED - MODEL BASELINE | Estim8r original model baseline | N/A | [7 empty] | NO | Do not use as an authoritative bid labor unit until verified against a permitted source or company production history.
EL-00763 | 26 | Raceways | Fittings | Install PVC Sch 80 Locknut | 4 in | PVC Sch 80 | EA | 0.0602 | 0.0602 | 0.075 | 0.09 | Electrician |  | All | Both | Layout and normal installation | Supervision; unusual access; premium time |  | Original estimating baseline; calibrate to company history |  |  | Yes | UNVERIFIED - MODEL BASELINE | Estim8r original model baseline | N/A | [7 empty] | NO | Do not use as an authoritative bid labor unit until verified against a permitted source or company production history.
EL-00764 | 26 | Raceways | Fittings | Install PVC Sch 80 Sealing fitting | 4 in | PVC Sch 80 | EA | 0.946 | 0.946 | 1.183 | 1.419 | Electrician |  | All | Both | Layout and normal installation | Supervision; unusual access; premium time |  | Original estimating baseline; calibrate to company history |  |  | Yes | UNVERIFIED - MODEL BASELINE | Estim8r original model baseline | N/A | [7 empty] | NO | Do not use as an authoritative bid labor unit until verified against a permitted source or company production history.
EL-00765 | 26 | Raceways | Conduit Installation | Install PVC Sch 80 | 5 in | PVC Sch 80 | LF | 0.225 | 0.225 | 0.281 | 0.338 | Electrician |  | All | Both | Layout and normal installation | Supervision; unusual access; premium time | Straight-run baseline; fittings, supports, bends and penetrations can be separate line items. | Original estimating baseline; calibrate to company history |  |  | Yes | UNVERIFIED - MODEL BASELINE | Estim8r original model baseline | N/A | [7 empty] | NO | Do not use as an authoritative bid labor unit until verified against a permitted source or company production history.
EL-00766 | 26 | Raceways | Fittings | Install PVC Sch 80 Connector | 5 in | PVC Sch 80 | EA | 0.144 | 0.144 | 0.18 | 0.216 | Electrician |  | All | Both | Layout and normal installation | Supervision; unusual access; premium time |  | Original estimating baseline; calibrate to company history |  |  | Yes | UNVERIFIED - MODEL BASELINE | Estim8r original model baseline | N/A | [7 empty] | NO | Do not use as an authoritative bid labor unit until verified against a permitted source or company production history.
EL-00767 | 26 | Raceways | Fittings | Install PVC Sch 80 Coupling | 5 in | PVC Sch 80 | EA | 0.126 | 0.126 | 0.158 | 0.189 | Electrician |  | All | Both | Layout and normal installation | Supervision; unusual access; premium time |  | Original estimating baseline; calibrate to company history |  |  | Yes | UNVERIFIED - MODEL BASELINE | Estim8r original model baseline | N/A | [7 empty] | NO | Do not use as an authoritative bid labor unit until verified against a permitted source or company production history.
EL-00768 | 26 | Raceways | Fittings | Install PVC Sch 80 Factory elbow | 5 in | PVC Sch 80 | EA | 0.324 | 0.324 | 0.405 | 0.486 | Electrician |  | All | Both | Layout and normal installation | Supervision; unusual access; premium time |  | Original estimating baseline; calibrate to company history |  |  | Yes | UNVERIFIED - MODEL BASELINE | Estim8r original model baseline | N/A | [7 empty] | NO | Do not use as an authoritative bid labor unit until verified against a permitted source or company production history.
EL-00769 | 26 | Raceways | Fittings | Install PVC Sch 80 Conduit body | 5 in | PVC Sch 80 | EA | 0.396 | 0.396 | 0.495 | 0.594 | Electrician |  | All | Both | Layout and normal installation | Supervision; unusual access; premium time |  | Original estimating baseline; calibrate to company history |  |  | Yes | UNVERIFIED - MODEL BASELINE | Estim8r original model baseline | N/A | [7 empty] | NO | Do not use as an authoritative bid labor unit until verified against a permitted source or company production history.
EL-00770 | 26 | Raceways | Fittings | Install PVC Sch 80 Bushing | 5 in | PVC Sch 80 | EA | 0.09 | 0.09 | 0.113 | 0.135 | Electrician |  | All | Both | Layout and normal installation | Supervision; unusual access; premium time |  | Original estimating baseline; calibrate to company history |  |  | Yes | UNVERIFIED - MODEL BASELINE | Estim8r original model baseline | N/A | [7 empty] | NO | Do not use as an authoritative bid labor unit until verified against a permitted source or company production history.
EL-00771 | 26 | Raceways | Fittings | Install PVC Sch 80 Grounding bushing | 5 in | PVC Sch 80 | EA | 0.288 | 0.288 | 0.36 | 0.432 | Electrician |  | All | Both | Layout and normal installation | Supervision; unusual access; premium time |  | Original estimating baseline; calibrate to company history |  |  | Yes | UNVERIFIED - MODEL BASELINE | Estim8r original model baseline | N/A | [7 empty] | NO | Do not use as an authoritative bid labor unit until verified against a permitted source or company production history.
EL-00772 | 26 | Raceways | Fittings | Install PVC Sch 80 Locknut | 5 in | PVC Sch 80 | EA | 0.063 | 0.063 | 0.079 | 0.095 | Electrician |  | All | Both | Layout and normal installation | Supervision; unusual access; premium time |  | Original estimating baseline; calibrate to company history |  |  | Yes | UNVERIFIED - MODEL BASELINE | Estim8r original model baseline | N/A | [7 empty] | NO | Do not use as an authoritative bid labor unit until verified against a permitted source or company production history.
EL-00773 | 26 | Raceways | Fittings | Install PVC Sch 80 Sealing fitting | 5 in | PVC Sch 80 | EA | 0.99 | 0.99 | 1.238 | 1.485 | Electrician |  | All | Both | Layout and normal installation | Supervision; unusual access; premium time |  | Original estimating baseline; calibrate to company history |  |  | Yes | UNVERIFIED - MODEL BASELINE | Estim8r original model baseline | N/A | [7 empty] | NO | Do not use as an authoritative bid labor unit until verified against a permitted source or company production history.
EL-00774 | 26 | Raceways | Conduit Installation | Install PVC Sch 80 | 6 in | PVC Sch 80 | LF | 0.288 | 0.288 | 0.36 | 0.432 | Electrician |  | All | Both | Layout and normal installation | Supervision; unusual access; premium time | Straight-run baseline; fittings, supports, bends and penetrations can be separate line items. | Original estimating baseline; calibrate to company history |  |  | Yes | UNVERIFIED - MODEL BASELINE | Estim8r original model baseline | N/A | [7 empty] | NO | Do not use as an authoritative bid labor unit until verified against a permitted source or company production history.
EL-00775 | 26 | Raceways | Fittings | Install PVC Sch 80 Connector | 6 in | PVC Sch 80 | EA | 0.1504 | 0.1504 | 0.188 | 0.226 | Electrician |  | All | Both | Layout and normal installation | Supervision; unusual access; premium time |  | Original estimating baseline; calibrate to company history |  |  | Yes | UNVERIFIED - MODEL BASELINE | Estim8r original model baseline | N/A | [7 empty] | NO | Do not use as an authoritative bid labor unit until verified against a permitted source or company production history.
EL-00776 | 26 | Raceways | Fittings | Install PVC Sch 80 Coupling | 6 in | PVC Sch 80 | EA | 0.1316 | 0.1316 | 0.164 | 0.197 | Electrician |  | All | Both | Layout and normal installation | Supervision; unusual access; premium time |  | Original estimating baseline; calibrate to company history |  |  | Yes | UNVERIFIED - MODEL BASELINE | Estim8r original model baseline | N/A | [7 empty] | NO | Do not use as an authoritative bid labor unit until verified against a permitted source or company production history.
EL-00777 | 26 | Raceways | Fittings | Install PVC Sch 80 Factory elbow | 6 in | PVC Sch 80 | EA | 0.3384 | 0.3384 | 0.423 | 0.508 | Electrician |  | All | Both | Layout and normal installation | Supervision; unusual access; premium time |  | Original estimating baseline; calibrate to company history |  |  | Yes | UNVERIFIED - MODEL BASELINE | Estim8r original model baseline | N/A | [7 empty] | NO | Do not use as an authoritative bid labor unit until verified against a permitted source or company production history.
EL-00778 | 26 | Raceways | Fittings | Install PVC Sch 80 Conduit body | 6 in | PVC Sch 80 | EA | 0.4136 | 0.4136 | 0.517 | 0.62 | Electrician |  | All | Both | Layout and normal installation | Supervision; unusual access; premium time |  | Original estimating baseline; calibrate to company history |  |  | Yes | UNVERIFIED - MODEL BASELINE | Estim8r original model baseline | N/A | [7 empty] | NO | Do not use as an authoritative bid labor unit until verified against a permitted source or company production history.
EL-00779 | 26 | Raceways | Fittings | Install PVC Sch 80 Bushing | 6 in | PVC Sch 80 | EA | 0.094 | 0.094 | 0.117 | 0.141 | Electrician |  | All | Both | Layout and normal installation | Supervision; unusual access; premium time |  | Original estimating baseline; calibrate to company history |  |  | Yes | UNVERIFIED - MODEL BASELINE | Estim8r original model baseline | N/A | [7 empty] | NO | Do not use as an authoritative bid labor unit until verified against a permitted source or company production history.
EL-00780 | 26 | Raceways | Fittings | Install PVC Sch 80 Grounding bushing | 6 in | PVC Sch 80 | EA | 0.3008 | 0.3008 | 0.376 | 0.451 | Electrician |  | All | Both | Layout and normal installation | Supervision; unusual access; premium time |  | Original estimating baseline; calibrate to company history |  |  | Yes | UNVERIFIED - MODEL BASELINE | Estim8r original model baseline | N/A | [7 empty] | NO | Do not use as an authoritative bid labor unit until verified against a permitted source or company production history.
EL-00781 | 26 | Raceways | Fittings | Install PVC Sch 80 Locknut | 6 in | PVC Sch 80 | EA | 0.0658 | 0.0658 | 0.082 | 0.099 | Electrician |  | All | Both | Layout and normal installation | Supervision; unusual access; premium time |  | Original estimating baseline; calibrate to company history |  |  | Yes | UNVERIFIED - MODEL BASELINE | Estim8r original model baseline | N/A | [7 empty] | NO | Do not use as an authoritative bid labor unit until verified against a permitted source or company production history.
EL-00782 | 26 | Raceways | Fittings | Install PVC Sch 80 Sealing fitting | 6 in | PVC Sch 80 | EA | 1.034 | 1.034 | 1.292 | 1.551 | Electrician |  | All | Both | Layout and normal installation | Supervision; unusual access; premium time |  | Original estimating baseline; calibrate to company history |  |  | Yes | UNVERIFIED - MODEL BASELINE | Estim8r original model baseline | N/A | [7 empty] | NO | Do not use as an authoritative bid labor unit until verified against a permitted source or company production history.
EL-00783 | 26 | Raceways | Conduit Installation | Install PVC Coated RMC | 1/2 in | PVC Coated RMC | LF | 0.0684 | 0.0684 | 0.086 | 0.103 | Electrician |  | All | Both | Layout and normal installation | Supervision; unusual access; premium time | Straight-run baseline; fittings, supports, bends and penetrations can be separate line items. | Original estimating baseline; calibrate to company history |  |  | Yes | UNVERIFIED - MODEL BASELINE | Estim8r original model baseline | N/A | [7 empty] | NO | Do not use as an authoritative bid labor unit until verified against a permitted source or company production history.
EL-00784 | 26 | Raceways | Fittings | Install PVC Coated RMC Connector | 1/2 in | PVC Coated RMC | EA | 0.08 | 0.08 | 0.1 | 0.12 | Electrician |  | All | Both | Layout and normal installation | Supervision; unusual access; premium time |  | Original estimating baseline; calibrate to company history |  |  | Yes | UNVERIFIED - MODEL BASELINE | Estim8r original model baseline | N/A | [7 empty] | NO | Do not use as an authoritative bid labor unit until verified against a permitted source or company production history.
EL-00785 | 26 | Raceways | Fittings | Install PVC Coated RMC Coupling | 1/2 in | PVC Coated RMC | EA | 0.07 | 0.07 | 0.088 | 0.105 | Electrician |  | All | Both | Layout and normal installation | Supervision; unusual access; premium time |  | Original estimating baseline; calibrate to company history |  |  | Yes | UNVERIFIED - MODEL BASELINE | Estim8r original model baseline | N/A | [7 empty] | NO | Do not use as an authoritative bid labor unit until verified against a permitted source or company production history.
EL-00786 | 26 | Raceways | Fittings | Install PVC Coated RMC Factory elbow | 1/2 in | PVC Coated RMC | EA | 0.18 | 0.18 | 0.225 | 0.27 | Electrician |  | All | Both | Layout and normal installation | Supervision; unusual access; premium time |  | Original estimating baseline; calibrate to company history |  |  | Yes | UNVERIFIED - MODEL BASELINE | Estim8r original model baseline | N/A | [7 empty] | NO | Do not use as an authoritative bid labor unit until verified against a permitted source or company production history.
EL-00787 | 26 | Raceways | Fittings | Install PVC Coated RMC Conduit body | 1/2 in | PVC Coated RMC | EA | 0.22 | 0.22 | 0.275 | 0.33 | Electrician |  | All | Both | Layout and normal installation | Supervision; unusual access; premium time |  | Original estimating baseline; calibrate to company history |  |  | Yes | UNVERIFIED - MODEL BASELINE | Estim8r original model baseline | N/A | [7 empty] | NO | Do not use as an authoritative bid labor unit until verified against a permitted source or company production history.
EL-00788 | 26 | Raceways | Fittings | Install PVC Coated RMC Bushing | 1/2 in | PVC Coated RMC | EA | 0.05 | 0.05 | 0.062 | 0.075 | Electrician |  | All | Both | Layout and normal installation | Supervision; unusual access; premium time |  | Original estimating baseline; calibrate to company history |  |  | Yes | UNVERIFIED - MODEL BASELINE | Estim8r original model baseline | N/A | [7 empty] | NO | Do not use as an authoritative bid labor unit until verified against a permitted source or company production history.
EL-00789 | 26 | Raceways | Fittings | Install PVC Coated RMC Grounding bushing | 1/2 in | PVC Coated RMC | EA | 0.16 | 0.16 | 0.2 | 0.24 | Electrician |  | All | Both | Layout and normal installation | Supervision; unusual access; premium time |  | Original estimating baseline; calibrate to company history |  |  | Yes | UNVERIFIED - MODEL BASELINE | Estim8r original model baseline | N/A | [7 empty] | NO | Do not use as an authoritative bid labor unit until verified against a permitted source or company production history.
EL-00790 | 26 | Raceways | Fittings | Install PVC Coated RMC Locknut | 1/2 in | PVC Coated RMC | EA | 0.035 | 0.035 | 0.044 | 0.053 | Electrician |  | All | Both | Layout and normal installation | Supervision; unusual access; premium time |  | Original estimating baseline; calibrate to company history |  |  | Yes | UNVERIFIED - MODEL BASELINE | Estim8r original model baseline | N/A | [7 empty] | NO | Do not use as an authoritative bid labor unit until verified against a permitted source or company production history.
EL-00791 | 26 | Raceways | Fittings | Install PVC Coated RMC Sealing fitting | 1/2 in | PVC Coated RMC | EA | 0.55 | 0.55 | 0.688 | 0.825 | Electrician |  | All | Both | Layout and normal installation | Supervision; unusual access; premium time |  | Original estimating baseline; calibrate to company history |  |  | Yes | UNVERIFIED - MODEL BASELINE | Estim8r original model baseline | N/A | [7 empty] | NO | Do not use as an authoritative bid labor unit until verified against a permitted source or company production history.
EL-00792 | 26 | Raceways | Bending | Field bend PVC Coated RMC 90 | 1/2 in | PVC Coated RMC | EA | 0.18 | 0.18 | 0.225 | 0.27 | Electrician | Hand/mechanical/hydraulic bender | All | Both | Layout and normal installation | Supervision; unusual access; premium time |  | Original estimating baseline; calibrate to company history |  |  | Yes | UNVERIFIED - MODEL BASELINE | Estim8r original model baseline | N/A | [7 empty] | NO | Do not use as an authoritative bid labor unit until verified against a permitted source or company production history.
EL-00793 | 26 | Raceways | Bending | Field offset/kick PVC Coated RMC | 1/2 in | PVC Coated RMC | EA | 0.22 | 0.22 | 0.275 | 0.33 | Electrician | Hand/mechanical/hydraulic bender | All | Both | Layout and normal installation | Supervision; unusual access; premium time |  | Original estimating baseline; calibrate to company history |  |  | Yes | UNVERIFIED - MODEL BASELINE | Estim8r original model baseline | N/A | [7 empty] | NO | Do not use as an authoritative bid labor unit until verified against a permitted source or company production history.
EL-00794 | 26 | Raceways | Conduit Installation | Install PVC Coated RMC | 3/4 in | PVC Coated RMC | LF | 0.081 | 0.081 | 0.101 | 0.121 | Electrician |  | All | Both | Layout and normal installation | Supervision; unusual access; premium time | Straight-run baseline; fittings, supports, bends and penetrations can be separate line items. | Original estimating baseline; calibrate to company history |  |  | Yes | UNVERIFIED - MODEL BASELINE | Estim8r original model baseline | N/A | [7 empty] | NO | Do not use as an authoritative bid labor unit until verified against a permitted source or company production history.
EL-00795 | 26 | Raceways | Fittings | Install PVC Coated RMC Connector | 3/4 in | PVC Coated RMC | EA | 0.0864 | 0.0864 | 0.108 | 0.13 | Electrician |  | All | Both | Layout and normal installation | Supervision; unusual access; premium time |  | Original estimating baseline; calibrate to company history |  |  | Yes | UNVERIFIED - MODEL BASELINE | Estim8r original model baseline | N/A | [7 empty] | NO | Do not use as an authoritative bid labor unit until verified against a permitted source or company production history.
EL-00796 | 26 | Raceways | Fittings | Install PVC Coated RMC Coupling | 3/4 in | PVC Coated RMC | EA | 0.0756 | 0.0756 | 0.095 | 0.113 | Electrician |  | All | Both | Layout and normal installation | Supervision; unusual access; premium time |  | Original estimating baseline; calibrate to company history |  |  | Yes | UNVERIFIED - MODEL BASELINE | Estim8r original model baseline | N/A | [7 empty] | NO | Do not use as an authoritative bid labor unit until verified against a permitted source or company production history.
EL-00797 | 26 | Raceways | Fittings | Install PVC Coated RMC Factory elbow | 3/4 in | PVC Coated RMC | EA | 0.1944 | 0.1944 | 0.243 | 0.292 | Electrician |  | All | Both | Layout and normal installation | Supervision; unusual access; premium time |  | Original estimating baseline; calibrate to company history |  |  | Yes | UNVERIFIED - MODEL BASELINE | Estim8r original model baseline | N/A | [7 empty] | NO | Do not use as an authoritative bid labor unit until verified against a permitted source or company production history.
EL-00798 | 26 | Raceways | Fittings | Install PVC Coated RMC Conduit body | 3/4 in | PVC Coated RMC | EA | 0.2376 | 0.2376 | 0.297 | 0.356 | Electrician |  | All | Both | Layout and normal installation | Supervision; unusual access; premium time |  | Original estimating baseline; calibrate to company history |  |  | Yes | UNVERIFIED - MODEL BASELINE | Estim8r original model baseline | N/A | [7 empty] | NO | Do not use as an authoritative bid labor unit until verified against a permitted source or company production history.
EL-00799 | 26 | Raceways | Fittings | Install PVC Coated RMC Bushing | 3/4 in | PVC Coated RMC | EA | 0.054 | 0.054 | 0.068 | 0.081 | Electrician |  | All | Both | Layout and normal installation | Supervision; unusual access; premium time |  | Original estimating baseline; calibrate to company history |  |  | Yes | UNVERIFIED - MODEL BASELINE | Estim8r original model baseline | N/A | [7 empty] | NO | Do not use as an authoritative bid labor unit until verified against a permitted source or company production history.
EL-00800 | 26 | Raceways | Fittings | Install PVC Coated RMC Grounding bushing | 3/4 in | PVC Coated RMC | EA | 0.1728 | 0.1728 | 0.216 | 0.259 | Electrician |  | All | Both | Layout and normal installation | Supervision; unusual access; premium time |  | Original estimating baseline; calibrate to company history |  |  | Yes | UNVERIFIED - MODEL BASELINE | Estim8r original model baseline | N/A | [7 empty] | NO | Do not use as an authoritative bid labor unit until verified against a permitted source or company production history.
EL-00801 | 26 | Raceways | Fittings | Install PVC Coated RMC Locknut | 3/4 in | PVC Coated RMC | EA | 0.0378 | 0.0378 | 0.047 | 0.057 | Electrician |  | All | Both | Layout and normal installation | Supervision; unusual access; premium time |  | Original estimating baseline; calibrate to company history |  |  | Yes | UNVERIFIED - MODEL BASELINE | Estim8r original model baseline | N/A | [7 empty] | NO | Do not use as an authoritative bid labor unit until verified against a permitted source or company production history.
EL-00802 | 26 | Raceways | Fittings | Install PVC Coated RMC Sealing fitting | 3/4 in | PVC Coated RMC | EA | 0.594 | 0.594 | 0.743 | 0.891 | Electrician |  | All | Both | Layout and normal installation | Supervision; unusual access; premium time |  | Original estimating baseline; calibrate to company history |  |  | Yes | UNVERIFIED - MODEL BASELINE | Estim8r original model baseline | N/A | [7 empty] | NO | Do not use as an authoritative bid labor unit until verified against a permitted source or company production history.
EL-00803 | 26 | Raceways | Bending | Field bend PVC Coated RMC 90 | 3/4 in | PVC Coated RMC | EA | 0.2034 | 0.2034 | 0.254 | 0.305 | Electrician | Hand/mechanical/hydraulic bender | All | Both | Layout and normal installation | Supervision; unusual access; premium time |  | Original estimating baseline; calibrate to company history |  |  | Yes | UNVERIFIED - MODEL BASELINE | Estim8r original model baseline | N/A | [7 empty] | NO | Do not use as an authoritative bid labor unit until verified against a permitted source or company production history.
EL-00804 | 26 | Raceways | Bending | Field offset/kick PVC Coated RMC | 3/4 in | PVC Coated RMC | EA | 0.2486 | 0.2486 | 0.311 | 0.373 | Electrician | Hand/mechanical/hydraulic bender | All | Both | Layout and normal installation | Supervision; unusual access; premium time |  | Original estimating baseline; calibrate to company history |  |  | Yes | UNVERIFIED - MODEL BASELINE | Estim8r original model baseline | N/A | [7 empty] | NO | Do not use as an authoritative bid labor unit until verified against a permitted source or company production history.
EL-00805 | 26 | Raceways | Conduit Installation | Install PVC Coated RMC | 1 in | PVC Coated RMC | LF | 0.0936 | 0.0936 | 0.117 | 0.14 | Electrician |  | All | Both | Layout and normal installation | Supervision; unusual access; premium time | Straight-run baseline; fittings, supports, bends and penetrations can be separate line items. | Original estimating baseline; calibrate to company history |  |  | Yes | UNVERIFIED - MODEL BASELINE | Estim8r original model baseline | N/A | [7 empty] | NO | Do not use as an authoritative bid labor unit until verified against a permitted source or company production history.
EL-00806 | 26 | Raceways | Fittings | Install PVC Coated RMC Connector | 1 in | PVC Coated RMC | EA | 0.0928 | 0.0928 | 0.116 | 0.139 | Electrician |  | All | Both | Layout and normal installation | Supervision; unusual access; premium time |  | Original estimating baseline; calibrate to company history |  |  | Yes | UNVERIFIED - MODEL BASELINE | Estim8r original model baseline | N/A | [7 empty] | NO | Do not use as an authoritative bid labor unit until verified against a permitted source or company production history.
EL-00807 | 26 | Raceways | Fittings | Install PVC Coated RMC Coupling | 1 in | PVC Coated RMC | EA | 0.0812 | 0.0812 | 0.102 | 0.122 | Electrician |  | All | Both | Layout and normal installation | Supervision; unusual access; premium time |  | Original estimating baseline; calibrate to company history |  |  | Yes | UNVERIFIED - MODEL BASELINE | Estim8r original model baseline | N/A | [7 empty] | NO | Do not use as an authoritative bid labor unit until verified against a permitted source or company production history.
EL-00808 | 26 | Raceways | Fittings | Install PVC Coated RMC Factory elbow | 1 in | PVC Coated RMC | EA | 0.2088 | 0.2088 | 0.261 | 0.313 | Electrician |  | All | Both | Layout and normal installation | Supervision; unusual access; premium time |  | Original estimating baseline; calibrate to company history |  |  | Yes | UNVERIFIED - MODEL BASELINE | Estim8r original model baseline | N/A | [7 empty] | NO | Do not use as an authoritative bid labor unit until verified against a permitted source or company production history.
EL-00809 | 26 | Raceways | Fittings | Install PVC Coated RMC Conduit body | 1 in | PVC Coated RMC | EA | 0.2552 | 0.2552 | 0.319 | 0.383 | Electrician |  | All | Both | Layout and normal installation | Supervision; unusual access; premium time |  | Original estimating baseline; calibrate to company history |  |  | Yes | UNVERIFIED - MODEL BASELINE | Estim8r original model baseline | N/A | [7 empty] | NO | Do not use as an authoritative bid labor unit until verified against a permitted source or company production history.
EL-00810 | 26 | Raceways | Fittings | Install PVC Coated RMC Bushing | 1 in | PVC Coated RMC | EA | 0.058 | 0.058 | 0.072 | 0.087 | Electrician |  | All | Both | Layout and normal installation | Supervision; unusual access; premium time |  | Original estimating baseline; calibrate to company history |  |  | Yes | UNVERIFIED - MODEL BASELINE | Estim8r original model baseline | N/A | [7 empty] | NO | Do not use as an authoritative bid labor unit until verified against a permitted source or company production history.
EL-00811 | 26 | Raceways | Fittings | Install PVC Coated RMC Grounding bushing | 1 in | PVC Coated RMC | EA | 0.1856 | 0.1856 | 0.232 | 0.278 | Electrician |  | All | Both | Layout and normal installation | Supervision; unusual access; premium time |  | Original estimating baseline; calibrate to company history |  |  | Yes | UNVERIFIED - MODEL BASELINE | Estim8r original model baseline | N/A | [7 empty] | NO | Do not use as an authoritative bid labor unit until verified against a permitted source or company production history.
EL-00812 | 26 | Raceways | Fittings | Install PVC Coated RMC Locknut | 1 in | PVC Coated RMC | EA | 0.0406 | 0.0406 | 0.051 | 0.061 | Electrician |  | All | Both | Layout and normal installation | Supervision; unusual access; premium time |  | Original estimating baseline; calibrate to company history |  |  | Yes | UNVERIFIED - MODEL BASELINE | Estim8r original model baseline | N/A | [7 empty] | NO | Do not use as an authoritative bid labor unit until verified against a permitted source or company production history.
EL-00813 | 26 | Raceways | Fittings | Install PVC Coated RMC Sealing fitting | 1 in | PVC Coated RMC | EA | 0.638 | 0.638 | 0.797 | 0.957 | Electrician |  | All | Both | Layout and normal installation | Supervision; unusual access; premium time |  | Original estimating baseline; calibrate to company history |  |  | Yes | UNVERIFIED - MODEL BASELINE | Estim8r original model baseline | N/A | [7 empty] | NO | Do not use as an authoritative bid labor unit until verified against a permitted source or company production history.
EL-00814 | 26 | Raceways | Bending | Field bend PVC Coated RMC 90 | 1 in | PVC Coated RMC | EA | 0.2268 | 0.2268 | 0.283 | 0.34 | Electrician | Hand/mechanical/hydraulic bender | All | Both | Layout and normal installation | Supervision; unusual access; premium time |  | Original estimating baseline; calibrate to company history |  |  | Yes | UNVERIFIED - MODEL BASELINE | Estim8r original model baseline | N/A | [7 empty] | NO | Do not use as an authoritative bid labor unit until verified against a permitted source or company production history.
EL-00815 | 26 | Raceways | Bending | Field offset/kick PVC Coated RMC | 1 in | PVC Coated RMC | EA | 0.2772 | 0.2772 | 0.347 | 0.416 | Electrician | Hand/mechanical/hydraulic bender | All | Both | Layout and normal installation | Supervision; unusual access; premium time |  | Original estimating baseline; calibrate to company history |  |  | Yes | UNVERIFIED - MODEL BASELINE | Estim8r original model baseline | N/A | [7 empty] | NO | Do not use as an authoritative bid labor unit until verified against a permitted source or company production history.
EL-00816 | 26 | Raceways | Conduit Installation | Install PVC Coated RMC | 1-1/4 in | PVC Coated RMC | LF | 0.117 | 0.117 | 0.146 | 0.176 | Electrician |  | All | Both | Layout and normal installation | Supervision; unusual access; premium time | Straight-run baseline; fittings, supports, bends and penetrations can be separate line items. | Original estimating baseline; calibrate to company history |  |  | Yes | UNVERIFIED - MODEL BASELINE | Estim8r original model baseline | N/A | [7 empty] | NO | Do not use as an authoritative bid labor unit until verified against a permitted source or company production history.
EL-00817 | 26 | Raceways | Fittings | Install PVC Coated RMC Connector | 1-1/4 in | PVC Coated RMC | EA | 0.0992 | 0.0992 | 0.124 | 0.149 | Electrician |  | All | Both | Layout and normal installation | Supervision; unusual access; premium time |  | Original estimating baseline; calibrate to company history |  |  | Yes | UNVERIFIED - MODEL BASELINE | Estim8r original model baseline | N/A | [7 empty] | NO | Do not use as an authoritative bid labor unit until verified against a permitted source or company production history.
EL-00818 | 26 | Raceways | Fittings | Install PVC Coated RMC Coupling | 1-1/4 in | PVC Coated RMC | EA | 0.0868 | 0.0868 | 0.108 | 0.13 | Electrician |  | All | Both | Layout and normal installation | Supervision; unusual access; premium time |  | Original estimating baseline; calibrate to company history |  |  | Yes | UNVERIFIED - MODEL BASELINE | Estim8r original model baseline | N/A | [7 empty] | NO | Do not use as an authoritative bid labor unit until verified against a permitted source or company production history.
EL-00819 | 26 | Raceways | Fittings | Install PVC Coated RMC Factory elbow | 1-1/4 in | PVC Coated RMC | EA | 0.2232 | 0.2232 | 0.279 | 0.335 | Electrician |  | All | Both | Layout and normal installation | Supervision; unusual access; premium time |  | Original estimating baseline; calibrate to company history |  |  | Yes | UNVERIFIED - MODEL BASELINE | Estim8r original model baseline | N/A | [7 empty] | NO | Do not use as an authoritative bid labor unit until verified against a permitted source or company production history.
EL-00820 | 26 | Raceways | Fittings | Install PVC Coated RMC Conduit body | 1-1/4 in | PVC Coated RMC | EA | 0.2728 | 0.2728 | 0.341 | 0.409 | Electrician |  | All | Both | Layout and normal installation | Supervision; unusual access; premium time |  | Original estimating baseline; calibrate to company history |  |  | Yes | UNVERIFIED - MODEL BASELINE | Estim8r original model baseline | N/A | [7 empty] | NO | Do not use as an authoritative bid labor unit until verified against a permitted source or company production history.
EL-00821 | 26 | Raceways | Fittings | Install PVC Coated RMC Bushing | 1-1/4 in | PVC Coated RMC | EA | 0.062 | 0.062 | 0.077 | 0.093 | Electrician |  | All | Both | Layout and normal installation | Supervision; unusual access; premium time |  | Original estimating baseline; calibrate to company history |  |  | Yes | UNVERIFIED - MODEL BASELINE | Estim8r original model baseline | N/A | [7 empty] | NO | Do not use as an authoritative bid labor unit until verified against a permitted source or company production history.
EL-00822 | 26 | Raceways | Fittings | Install PVC Coated RMC Grounding bushing | 1-1/4 in | PVC Coated RMC | EA | 0.1984 | 0.1984 | 0.248 | 0.298 | Electrician |  | All | Both | Layout and normal installation | Supervision; unusual access; premium time |  | Original estimating baseline; calibrate to company history |  |  | Yes | UNVERIFIED - MODEL BASELINE | Estim8r original model baseline | N/A | [7 empty] | NO | Do not use as an authoritative bid labor unit until verified against a permitted source or company production history.
EL-00823 | 26 | Raceways | Fittings | Install PVC Coated RMC Locknut | 1-1/4 in | PVC Coated RMC | EA | 0.0434 | 0.0434 | 0.054 | 0.065 | Electrician |  | All | Both | Layout and normal installation | Supervision; unusual access; premium time |  | Original estimating baseline; calibrate to company history |  |  | Yes | UNVERIFIED - MODEL BASELINE | Estim8r original model baseline | N/A | [7 empty] | NO | Do not use as an authoritative bid labor unit until verified against a permitted source or company production history.
EL-00824 | 26 | Raceways | Fittings | Install PVC Coated RMC Sealing fitting | 1-1/4 in | PVC Coated RMC | EA | 0.682 | 0.682 | 0.853 | 1.023 | Electrician |  | All | Both | Layout and normal installation | Supervision; unusual access; premium time |  | Original estimating baseline; calibrate to company history |  |  | Yes | UNVERIFIED - MODEL BASELINE | Estim8r original model baseline | N/A | [7 empty] | NO | Do not use as an authoritative bid labor unit until verified against a permitted source or company production history.
EL-00825 | 26 | Raceways | Bending | Field bend PVC Coated RMC 90 | 1-1/4 in | PVC Coated RMC | EA | 0.2502 | 0.2502 | 0.313 | 0.375 | Electrician | Hand/mechanical/hydraulic bender | All | Both | Layout and normal installation | Supervision; unusual access; premium time |  | Original estimating baseline; calibrate to company history |  |  | Yes | UNVERIFIED - MODEL BASELINE | Estim8r original model baseline | N/A | [7 empty] | NO | Do not use as an authoritative bid labor unit until verified against a permitted source or company production history.
EL-00826 | 26 | Raceways | Bending | Field offset/kick PVC Coated RMC | 1-1/4 in | PVC Coated RMC | EA | 0.3058 | 0.3058 | 0.382 | 0.459 | Electrician | Hand/mechanical/hydraulic bender | All | Both | Layout and normal installation | Supervision; unusual access; premium time |  | Original estimating baseline; calibrate to company history |  |  | Yes | UNVERIFIED - MODEL BASELINE | Estim8r original model baseline | N/A | [7 empty] | NO | Do not use as an authoritative bid labor unit until verified against a permitted source or company production history.
EL-00827 | 26 | Raceways | Conduit Installation | Install PVC Coated RMC | 1-1/2 in | PVC Coated RMC | LF | 0.135 | 0.135 | 0.169 | 0.203 | Electrician |  | All | Both | Layout and normal installation | Supervision; unusual access; premium time | Straight-run baseline; fittings, supports, bends and penetrations can be separate line items. | Original estimating baseline; calibrate to company history |  |  | Yes | UNVERIFIED - MODEL BASELINE | Estim8r original model baseline | N/A | [7 empty] | NO | Do not use as an authoritative bid labor unit until verified against a permitted source or company production history.
EL-00828 | 26 | Raceways | Fittings | Install PVC Coated RMC Connector | 1-1/2 in | PVC Coated RMC | EA | 0.1056 | 0.1056 | 0.132 | 0.158 | Electrician |  | All | Both | Layout and normal installation | Supervision; unusual access; premium time |  | Original estimating baseline; calibrate to company history |  |  | Yes | UNVERIFIED - MODEL BASELINE | Estim8r original model baseline | N/A | [7 empty] | NO | Do not use as an authoritative bid labor unit until verified against a permitted source or company production history.
EL-00829 | 26 | Raceways | Fittings | Install PVC Coated RMC Coupling | 1-1/2 in | PVC Coated RMC | EA | 0.0924 | 0.0924 | 0.116 | 0.139 | Electrician |  | All | Both | Layout and normal installation | Supervision; unusual access; premium time |  | Original estimating baseline; calibrate to company history |  |  | Yes | UNVERIFIED - MODEL BASELINE | Estim8r original model baseline | N/A | [7 empty] | NO | Do not use as an authoritative bid labor unit until verified against a permitted source or company production history.
EL-00830 | 26 | Raceways | Fittings | Install PVC Coated RMC Factory elbow | 1-1/2 in | PVC Coated RMC | EA | 0.2376 | 0.2376 | 0.297 | 0.356 | Electrician |  | All | Both | Layout and normal installation | Supervision; unusual access; premium time |  | Original estimating baseline; calibrate to company history |  |  | Yes | UNVERIFIED - MODEL BASELINE | Estim8r original model baseline | N/A | [7 empty] | NO | Do not use as an authoritative bid labor unit until verified against a permitted source or company production history.
EL-00831 | 26 | Raceways | Fittings | Install PVC Coated RMC Conduit body | 1-1/2 in | PVC Coated RMC | EA | 0.2904 | 0.2904 | 0.363 | 0.436 | Electrician |  | All | Both | Layout and normal installation | Supervision; unusual access; premium time |  | Original estimating baseline; calibrate to company history |  |  | Yes | UNVERIFIED - MODEL BASELINE | Estim8r original model baseline | N/A | [7 empty] | NO | Do not use as an authoritative bid labor unit until verified against a permitted source or company production history.
EL-00832 | 26 | Raceways | Fittings | Install PVC Coated RMC Bushing | 1-1/2 in | PVC Coated RMC | EA | 0.066 | 0.066 | 0.083 | 0.099 | Electrician |  | All | Both | Layout and normal installation | Supervision; unusual access; premium time |  | Original estimating baseline; calibrate to company history |  |  | Yes | UNVERIFIED - MODEL BASELINE | Estim8r original model baseline | N/A | [7 empty] | NO | Do not use as an authoritative bid labor unit until verified against a permitted source or company production history.
EL-00833 | 26 | Raceways | Fittings | Install PVC Coated RMC Grounding bushing | 1-1/2 in | PVC Coated RMC | EA | 0.2112 | 0.2112 | 0.264 | 0.317 | Electrician |  | All | Both | Layout and normal installation | Supervision; unusual access; premium time |  | Original estimating baseline; calibrate to company history |  |  | Yes | UNVERIFIED - MODEL BASELINE | Estim8r original model baseline | N/A | [7 empty] | NO | Do not use as an authoritative bid labor unit until verified against a permitted source or company production history.
EL-00834 | 26 | Raceways | Fittings | Install PVC Coated RMC Locknut | 1-1/2 in | PVC Coated RMC | EA | 0.0462 | 0.0462 | 0.058 | 0.069 | Electrician |  | All | Both | Layout and normal installation | Supervision; unusual access; premium time |  | Original estimating baseline; calibrate to company history |  |  | Yes | UNVERIFIED - MODEL BASELINE | Estim8r original model baseline | N/A | [7 empty] | NO | Do not use as an authoritative bid labor unit until verified against a permitted source or company production history.
EL-00835 | 26 | Raceways | Fittings | Install PVC Coated RMC Sealing fitting | 1-1/2 in | PVC Coated RMC | EA | 0.726 | 0.726 | 0.908 | 1.089 | Electrician |  | All | Both | Layout and normal installation | Supervision; unusual access; premium time |  | Original estimating baseline; calibrate to company history |  |  | Yes | UNVERIFIED - MODEL BASELINE | Estim8r original model baseline | N/A | [7 empty] | NO | Do not use as an authoritative bid labor unit until verified against a permitted source or company production history.
EL-00836 | 26 | Raceways | Bending | Field bend PVC Coated RMC 90 | 1-1/2 in | PVC Coated RMC | EA | 0.2736 | 0.2736 | 0.342 | 0.41 | Electrician | Hand/mechanical/hydraulic bender | All | Both | Layout and normal installation | Supervision; unusual access; premium time |  | Original estimating baseline; calibrate to company history |  |  | Yes | UNVERIFIED - MODEL BASELINE | Estim8r original model baseline | N/A | [7 empty] | NO | Do not use as an authoritative bid labor unit until verified against a permitted source or company production history.
EL-00837 | 26 | Raceways | Bending | Field offset/kick PVC Coated RMC | 1-1/2 in | PVC Coated RMC | EA | 0.3344 | 0.3344 | 0.418 | 0.502 | Electrician | Hand/mechanical/hydraulic bender | All | Both | Layout and normal installation | Supervision; unusual access; premium time |  | Original estimating baseline; calibrate to company history |  |  | Yes | UNVERIFIED - MODEL BASELINE | Estim8r original model baseline | N/A | [7 empty] | NO | Do not use as an authoritative bid labor unit until verified against a permitted source or company production history.
EL-00838 | 26 | Raceways | Conduit Installation | Install PVC Coated RMC | 2 in | PVC Coated RMC | LF | 0.162 | 0.162 | 0.203 | 0.243 | Electrician |  | All | Both | Layout and normal installation | Supervision; unusual access; premium time | Straight-run baseline; fittings, supports, bends and penetrations can be separate line items. | Original estimating baseline; calibrate to company history |  |  | Yes | UNVERIFIED - MODEL BASELINE | Estim8r original model baseline | N/A | [7 empty] | NO | Do not use as an authoritative bid labor unit until verified against a permitted source or company production history.
EL-00839 | 26 | Raceways | Fittings | Install PVC Coated RMC Connector | 2 in | PVC Coated RMC | EA | 0.112 | 0.112 | 0.14 | 0.168 | Electrician |  | All | Both | Layout and normal installation | Supervision; unusual access; premium time |  | Original estimating baseline; calibrate to company history |  |  | Yes | UNVERIFIED - MODEL BASELINE | Estim8r original model baseline | N/A | [7 empty] | NO | Do not use as an authoritative bid labor unit until verified against a permitted source or company production history.
EL-00840 | 26 | Raceways | Fittings | Install PVC Coated RMC Coupling | 2 in | PVC Coated RMC | EA | 0.098 | 0.098 | 0.122 | 0.147 | Electrician |  | All | Both | Layout and normal installation | Supervision; unusual access; premium time |  | Original estimating baseline; calibrate to company history |  |  | Yes | UNVERIFIED - MODEL BASELINE | Estim8r original model baseline | N/A | [7 empty] | NO | Do not use as an authoritative bid labor unit until verified against a permitted source or company production history.
EL-00841 | 26 | Raceways | Fittings | Install PVC Coated RMC Factory elbow | 2 in | PVC Coated RMC | EA | 0.252 | 0.252 | 0.315 | 0.378 | Electrician |  | All | Both | Layout and normal installation | Supervision; unusual access; premium time |  | Original estimating baseline; calibrate to company history |  |  | Yes | UNVERIFIED - MODEL BASELINE | Estim8r original model baseline | N/A | [7 empty] | NO | Do not use as an authoritative bid labor unit until verified against a permitted source or company production history.
EL-00842 | 26 | Raceways | Fittings | Install PVC Coated RMC Conduit body | 2 in | PVC Coated RMC | EA | 0.308 | 0.308 | 0.385 | 0.462 | Electrician |  | All | Both | Layout and normal installation | Supervision; unusual access; premium time |  | Original estimating baseline; calibrate to company history |  |  | Yes | UNVERIFIED - MODEL BASELINE | Estim8r original model baseline | N/A | [7 empty] | NO | Do not use as an authoritative bid labor unit until verified against a permitted source or company production history.
EL-00843 | 26 | Raceways | Fittings | Install PVC Coated RMC Bushing | 2 in | PVC Coated RMC | EA | 0.07 | 0.07 | 0.087 | 0.105 | Electrician |  | All | Both | Layout and normal installation | Supervision; unusual access; premium time |  | Original estimating baseline; calibrate to company history |  |  | Yes | UNVERIFIED - MODEL BASELINE | Estim8r original model baseline | N/A | [7 empty] | NO | Do not use as an authoritative bid labor unit until verified against a permitted source or company production history.
EL-00844 | 26 | Raceways | Fittings | Install PVC Coated RMC Grounding bushing | 2 in | PVC Coated RMC | EA | 0.224 | 0.224 | 0.28 | 0.336 | Electrician |  | All | Both | Layout and normal installation | Supervision; unusual access; premium time |  | Original estimating baseline; calibrate to company history |  |  | Yes | UNVERIFIED - MODEL BASELINE | Estim8r original model baseline | N/A | [7 empty] | NO | Do not use as an authoritative bid labor unit until verified against a permitted source or company production history.
EL-00845 | 26 | Raceways | Fittings | Install PVC Coated RMC Locknut | 2 in | PVC Coated RMC | EA | 0.049 | 0.049 | 0.061 | 0.074 | Electrician |  | All | Both | Layout and normal installation | Supervision; unusual access; premium time |  | Original estimating baseline; calibrate to company history |  |  | Yes | UNVERIFIED - MODEL BASELINE | Estim8r original model baseline | N/A | [7 empty] | NO | Do not use as an authoritative bid labor unit until verified against a permitted source or company production history.
EL-00846 | 26 | Raceways | Fittings | Install PVC Coated RMC Sealing fitting | 2 in | PVC Coated RMC | EA | 0.77 | 0.77 | 0.963 | 1.155 | Electrician |  | All | Both | Layout and normal installation | Supervision; unusual access; premium time |  | Original estimating baseline; calibrate to company history |  |  | Yes | UNVERIFIED - MODEL BASELINE | Estim8r original model baseline | N/A | [7 empty] | NO | Do not use as an authoritative bid labor unit until verified against a permitted source or company production history.
EL-00847 | 26 | Raceways | Bending | Field bend PVC Coated RMC 90 | 2 in | PVC Coated RMC | EA | 0.297 | 0.297 | 0.371 | 0.446 | Electrician | Hand/mechanical/hydraulic bender | All | Both | Layout and normal installation | Supervision; unusual access; premium time |  | Original estimating baseline; calibrate to company history |  |  | Yes | UNVERIFIED - MODEL BASELINE | Estim8r original model baseline | N/A | [7 empty] | NO | Do not use as an authoritative bid labor unit until verified against a permitted source or company production history.
EL-00848 | 26 | Raceways | Bending | Field offset/kick PVC Coated RMC | 2 in | PVC Coated RMC | EA | 0.363 | 0.363 | 0.454 | 0.544 | Electrician | Hand/mechanical/hydraulic bender | All | Both | Layout and normal installation | Supervision; unusual access; premium time |  | Original estimating baseline; calibrate to company history |  |  | Yes | UNVERIFIED - MODEL BASELINE | Estim8r original model baseline | N/A | [7 empty] | NO | Do not use as an authoritative bid labor unit until verified against a permitted source or company production history.
EL-00849 | 26 | Raceways | Conduit Installation | Install PVC Coated RMC | 2-1/2 in | PVC Coated RMC | LF | 0.207 | 0.207 | 0.259 | 0.31 | Electrician |  | All | Both | Layout and normal installation | Supervision; unusual access; premium time | Straight-run baseline; fittings, supports, bends and penetrations can be separate line items. | Original estimating baseline; calibrate to company history |  |  | Yes | UNVERIFIED - MODEL BASELINE | Estim8r original model baseline | N/A | [7 empty] | NO | Do not use as an authoritative bid labor unit until verified against a permitted source or company production history.
EL-00850 | 26 | Raceways | Fittings | Install PVC Coated RMC Connector | 2-1/2 in | PVC Coated RMC | EA | 0.1184 | 0.1184 | 0.148 | 0.178 | Electrician |  | All | Both | Layout and normal installation | Supervision; unusual access; premium time |  | Original estimating baseline; calibrate to company history |  |  | Yes | UNVERIFIED - MODEL BASELINE | Estim8r original model baseline | N/A | [7 empty] | NO | Do not use as an authoritative bid labor unit until verified against a permitted source or company production history.
EL-00851 | 26 | Raceways | Fittings | Install PVC Coated RMC Coupling | 2-1/2 in | PVC Coated RMC | EA | 0.1036 | 0.1036 | 0.13 | 0.155 | Electrician |  | All | Both | Layout and normal installation | Supervision; unusual access; premium time |  | Original estimating baseline; calibrate to company history |  |  | Yes | UNVERIFIED - MODEL BASELINE | Estim8r original model baseline | N/A | [7 empty] | NO | Do not use as an authoritative bid labor unit until verified against a permitted source or company production history.
EL-00852 | 26 | Raceways | Fittings | Install PVC Coated RMC Factory elbow | 2-1/2 in | PVC Coated RMC | EA | 0.2664 | 0.2664 | 0.333 | 0.4 | Electrician |  | All | Both | Layout and normal installation | Supervision; unusual access; premium time |  | Original estimating baseline; calibrate to company history |  |  | Yes | UNVERIFIED - MODEL BASELINE | Estim8r original model baseline | N/A | [7 empty] | NO | Do not use as an authoritative bid labor unit until verified against a permitted source or company production history.
EL-00853 | 26 | Raceways | Fittings | Install PVC Coated RMC Conduit body | 2-1/2 in | PVC Coated RMC | EA | 0.3256 | 0.3256 | 0.407 | 0.488 | Electrician |  | All | Both | Layout and normal installation | Supervision; unusual access; premium time |  | Original estimating baseline; calibrate to company history |  |  | Yes | UNVERIFIED - MODEL BASELINE | Estim8r original model baseline | N/A | [7 empty] | NO | Do not use as an authoritative bid labor unit until verified against a permitted source or company production history.
EL-00854 | 26 | Raceways | Fittings | Install PVC Coated RMC Bushing | 2-1/2 in | PVC Coated RMC | EA | 0.074 | 0.074 | 0.092 | 0.111 | Electrician |  | All | Both | Layout and normal installation | Supervision; unusual access; premium time |  | Original estimating baseline; calibrate to company history |  |  | Yes | UNVERIFIED - MODEL BASELINE | Estim8r original model baseline | N/A | [7 empty] | NO | Do not use as an authoritative bid labor unit until verified against a permitted source or company production history.
EL-00855 | 26 | Raceways | Fittings | Install PVC Coated RMC Grounding bushing | 2-1/2 in | PVC Coated RMC | EA | 0.2368 | 0.2368 | 0.296 | 0.355 | Electrician |  | All | Both | Layout and normal installation | Supervision; unusual access; premium time |  | Original estimating baseline; calibrate to company history |  |  | Yes | UNVERIFIED - MODEL BASELINE | Estim8r original model baseline | N/A | [7 empty] | NO | Do not use as an authoritative bid labor unit until verified against a permitted source or company production history.
EL-00856 | 26 | Raceways | Fittings | Install PVC Coated RMC Locknut | 2-1/2 in | PVC Coated RMC | EA | 0.0518 | 0.0518 | 0.065 | 0.078 | Electrician |  | All | Both | Layout and normal installation | Supervision; unusual access; premium time |  | Original estimating baseline; calibrate to company history |  |  | Yes | UNVERIFIED - MODEL BASELINE | Estim8r original model baseline | N/A | [7 empty] | NO | Do not use as an authoritative bid labor unit until verified against a permitted source or company production history.
EL-00857 | 26 | Raceways | Fittings | Install PVC Coated RMC Sealing fitting | 2-1/2 in | PVC Coated RMC | EA | 0.814 | 0.814 | 1.018 | 1.221 | Electrician |  | All | Both | Layout and normal installation | Supervision; unusual access; premium time |  | Original estimating baseline; calibrate to company history |  |  | Yes | UNVERIFIED - MODEL BASELINE | Estim8r original model baseline | N/A | [7 empty] | NO | Do not use as an authoritative bid labor unit until verified against a permitted source or company production history.
EL-00858 | 26 | Raceways | Bending | Field bend PVC Coated RMC 90 | 2-1/2 in | PVC Coated RMC | EA | 0.3204 | 0.3204 | 0.401 | 0.481 | Electrician | Hand/mechanical/hydraulic bender | All | Both | Layout and normal installation | Supervision; unusual access; premium time |  | Original estimating baseline; calibrate to company history |  |  | Yes | UNVERIFIED - MODEL BASELINE | Estim8r original model baseline | N/A | [7 empty] | NO | Do not use as an authoritative bid labor unit until verified against a permitted source or company production history.
EL-00859 | 26 | Raceways | Bending | Field offset/kick PVC Coated RMC | 2-1/2 in | PVC Coated RMC | EA | 0.3916 | 0.3916 | 0.489 | 0.587 | Electrician | Hand/mechanical/hydraulic bender | All | Both | Layout and normal installation | Supervision; unusual access; premium time |  | Original estimating baseline; calibrate to company history |  |  | Yes | UNVERIFIED - MODEL BASELINE | Estim8r original model baseline | N/A | [7 empty] | NO | Do not use as an authoritative bid labor unit until verified against a permitted source or company production history.
EL-00860 | 26 | Raceways | Conduit Installation | Install PVC Coated RMC | 3 in | PVC Coated RMC | LF | 0.252 | 0.252 | 0.315 | 0.378 | Electrician |  | All | Both | Layout and normal installation | Supervision; unusual access; premium time | Straight-run baseline; fittings, supports, bends and penetrations can be separate line items. | Original estimating baseline; calibrate to company history |  |  | Yes | UNVERIFIED - MODEL BASELINE | Estim8r original model baseline | N/A | [7 empty] | NO | Do not use as an authoritative bid labor unit until verified against a permitted source or company production history.
EL-00861 | 26 | Raceways | Fittings | Install PVC Coated RMC Connector | 3 in | PVC Coated RMC | EA | 0.1248 | 0.1248 | 0.156 | 0.187 | Electrician |  | All | Both | Layout and normal installation | Supervision; unusual access; premium time |  | Original estimating baseline; calibrate to company history |  |  | Yes | UNVERIFIED - MODEL BASELINE | Estim8r original model baseline | N/A | [7 empty] | NO | Do not use as an authoritative bid labor unit until verified against a permitted source or company production history.
EL-00862 | 26 | Raceways | Fittings | Install PVC Coated RMC Coupling | 3 in | PVC Coated RMC | EA | 0.1092 | 0.1092 | 0.137 | 0.164 | Electrician |  | All | Both | Layout and normal installation | Supervision; unusual access; premium time |  | Original estimating baseline; calibrate to company history |  |  | Yes | UNVERIFIED - MODEL BASELINE | Estim8r original model baseline | N/A | [7 empty] | NO | Do not use as an authoritative bid labor unit until verified against a permitted source or company production history.
EL-00863 | 26 | Raceways | Fittings | Install PVC Coated RMC Factory elbow | 3 in | PVC Coated RMC | EA | 0.2808 | 0.2808 | 0.351 | 0.421 | Electrician |  | All | Both | Layout and normal installation | Supervision; unusual access; premium time |  | Original estimating baseline; calibrate to company history |  |  | Yes | UNVERIFIED - MODEL BASELINE | Estim8r original model baseline | N/A | [7 empty] | NO | Do not use as an authoritative bid labor unit until verified against a permitted source or company production history.
EL-00864 | 26 | Raceways | Fittings | Install PVC Coated RMC Conduit body | 3 in | PVC Coated RMC | EA | 0.3432 | 0.3432 | 0.429 | 0.515 | Electrician |  | All | Both | Layout and normal installation | Supervision; unusual access; premium time |  | Original estimating baseline; calibrate to company history |  |  | Yes | UNVERIFIED - MODEL BASELINE | Estim8r original model baseline | N/A | [7 empty] | NO | Do not use as an authoritative bid labor unit until verified against a permitted source or company production history.
EL-00865 | 26 | Raceways | Fittings | Install PVC Coated RMC Bushing | 3 in | PVC Coated RMC | EA | 0.078 | 0.078 | 0.098 | 0.117 | Electrician |  | All | Both | Layout and normal installation | Supervision; unusual access; premium time |  | Original estimating baseline; calibrate to company history |  |  | Yes | UNVERIFIED - MODEL BASELINE | Estim8r original model baseline | N/A | [7 empty] | NO | Do not use as an authoritative bid labor unit until verified against a permitted source or company production history.
EL-00866 | 26 | Raceways | Fittings | Install PVC Coated RMC Grounding bushing | 3 in | PVC Coated RMC | EA | 0.2496 | 0.2496 | 0.312 | 0.374 | Electrician |  | All | Both | Layout and normal installation | Supervision; unusual access; premium time |  | Original estimating baseline; calibrate to company history |  |  | Yes | UNVERIFIED - MODEL BASELINE | Estim8r original model baseline | N/A | [7 empty] | NO | Do not use as an authoritative bid labor unit until verified against a permitted source or company production history.
EL-00867 | 26 | Raceways | Fittings | Install PVC Coated RMC Locknut | 3 in | PVC Coated RMC | EA | 0.0546 | 0.0546 | 0.068 | 0.082 | Electrician |  | All | Both | Layout and normal installation | Supervision; unusual access; premium time |  | Original estimating baseline; calibrate to company history |  |  | Yes | UNVERIFIED - MODEL BASELINE | Estim8r original model baseline | N/A | [7 empty] | NO | Do not use as an authoritative bid labor unit until verified against a permitted source or company production history.
EL-00868 | 26 | Raceways | Fittings | Install PVC Coated RMC Sealing fitting | 3 in | PVC Coated RMC | EA | 0.858 | 0.858 | 1.073 | 1.287 | Electrician |  | All | Both | Layout and normal installation | Supervision; unusual access; premium time |  | Original estimating baseline; calibrate to company history |  |  | Yes | UNVERIFIED - MODEL BASELINE | Estim8r original model baseline | N/A | [7 empty] | NO | Do not use as an authoritative bid labor unit until verified against a permitted source or company production history.
EL-00869 | 26 | Raceways | Bending | Field bend PVC Coated RMC 90 | 3 in | PVC Coated RMC | EA | 0.3438 | 0.3438 | 0.43 | 0.516 | Electrician | Hand/mechanical/hydraulic bender | All | Both | Layout and normal installation | Supervision; unusual access; premium time |  | Original estimating baseline; calibrate to company history |  |  | Yes | UNVERIFIED - MODEL BASELINE | Estim8r original model baseline | N/A | [7 empty] | NO | Do not use as an authoritative bid labor unit until verified against a permitted source or company production history.
EL-00870 | 26 | Raceways | Bending | Field offset/kick PVC Coated RMC | 3 in | PVC Coated RMC | EA | 0.4202 | 0.4202 | 0.525 | 0.63 | Electrician | Hand/mechanical/hydraulic bender | All | Both | Layout and normal installation | Supervision; unusual access; premium time |  | Original estimating baseline; calibrate to company history |  |  | Yes | UNVERIFIED - MODEL BASELINE | Estim8r original model baseline | N/A | [7 empty] | NO | Do not use as an authoritative bid labor unit until verified against a permitted source or company production history.
EL-00871 | 26 | Raceways | Conduit Installation | Install PVC Coated RMC | 3-1/2 in | PVC Coated RMC | LF | 0.297 | 0.297 | 0.371 | 0.446 | Electrician |  | All | Both | Layout and normal installation | Supervision; unusual access; premium time | Straight-run baseline; fittings, supports, bends and penetrations can be separate line items. | Original estimating baseline; calibrate to company history |  |  | Yes | UNVERIFIED - MODEL BASELINE | Estim8r original model baseline | N/A | [7 empty] | NO | Do not use as an authoritative bid labor unit until verified against a permitted source or company production history.
EL-00872 | 26 | Raceways | Fittings | Install PVC Coated RMC Connector | 3-1/2 in | PVC Coated RMC | EA | 0.1312 | 0.1312 | 0.164 | 0.197 | Electrician |  | All | Both | Layout and normal installation | Supervision; unusual access; premium time |  | Original estimating baseline; calibrate to company history |  |  | Yes | UNVERIFIED - MODEL BASELINE | Estim8r original model baseline | N/A | [7 empty] | NO | Do not use as an authoritative bid labor unit until verified against a permitted source or company production history.
EL-00873 | 26 | Raceways | Fittings | Install PVC Coated RMC Coupling | 3-1/2 in | PVC Coated RMC | EA | 0.1148 | 0.1148 | 0.144 | 0.172 | Electrician |  | All | Both | Layout and normal installation | Supervision; unusual access; premium time |  | Original estimating baseline; calibrate to company history |  |  | Yes | UNVERIFIED - MODEL BASELINE | Estim8r original model baseline | N/A | [7 empty] | NO | Do not use as an authoritative bid labor unit until verified against a permitted source or company production history.
EL-00874 | 26 | Raceways | Fittings | Install PVC Coated RMC Factory elbow | 3-1/2 in | PVC Coated RMC | EA | 0.2952 | 0.2952 | 0.369 | 0.443 | Electrician |  | All | Both | Layout and normal installation | Supervision; unusual access; premium time |  | Original estimating baseline; calibrate to company history |  |  | Yes | UNVERIFIED - MODEL BASELINE | Estim8r original model baseline | N/A | [7 empty] | NO | Do not use as an authoritative bid labor unit until verified against a permitted source or company production history.
EL-00875 | 26 | Raceways | Fittings | Install PVC Coated RMC Conduit body | 3-1/2 in | PVC Coated RMC | EA | 0.3608 | 0.3608 | 0.451 | 0.541 | Electrician |  | All | Both | Layout and normal installation | Supervision; unusual access; premium time |  | Original estimating baseline; calibrate to company history |  |  | Yes | UNVERIFIED - MODEL BASELINE | Estim8r original model baseline | N/A | [7 empty] | NO | Do not use as an authoritative bid labor unit until verified against a permitted source or company production history.
EL-00876 | 26 | Raceways | Fittings | Install PVC Coated RMC Bushing | 3-1/2 in | PVC Coated RMC | EA | 0.082 | 0.082 | 0.103 | 0.123 | Electrician |  | All | Both | Layout and normal installation | Supervision; unusual access; premium time |  | Original estimating baseline; calibrate to company history |  |  | Yes | UNVERIFIED - MODEL BASELINE | Estim8r original model baseline | N/A | [7 empty] | NO | Do not use as an authoritative bid labor unit until verified against a permitted source or company production history.
EL-00877 | 26 | Raceways | Fittings | Install PVC Coated RMC Grounding bushing | 3-1/2 in | PVC Coated RMC | EA | 0.2624 | 0.2624 | 0.328 | 0.394 | Electrician |  | All | Both | Layout and normal installation | Supervision; unusual access; premium time |  | Original estimating baseline; calibrate to company history |  |  | Yes | UNVERIFIED - MODEL BASELINE | Estim8r original model baseline | N/A | [7 empty] | NO | Do not use as an authoritative bid labor unit until verified against a permitted source or company production history.
EL-00878 | 26 | Raceways | Fittings | Install PVC Coated RMC Locknut | 3-1/2 in | PVC Coated RMC | EA | 0.0574 | 0.0574 | 0.072 | 0.086 | Electrician |  | All | Both | Layout and normal installation | Supervision; unusual access; premium time |  | Original estimating baseline; calibrate to company history |  |  | Yes | UNVERIFIED - MODEL BASELINE | Estim8r original model baseline | N/A | [7 empty] | NO | Do not use as an authoritative bid labor unit until verified against a permitted source or company production history.
EL-00879 | 26 | Raceways | Fittings | Install PVC Coated RMC Sealing fitting | 3-1/2 in | PVC Coated RMC | EA | 0.902 | 0.902 | 1.128 | 1.353 | Electrician |  | All | Both | Layout and normal installation | Supervision; unusual access; premium time |  | Original estimating baseline; calibrate to company history |  |  | Yes | UNVERIFIED - MODEL BASELINE | Estim8r original model baseline | N/A | [7 empty] | NO | Do not use as an authoritative bid labor unit until verified against a permitted source or company production history.
EL-00880 | 26 | Raceways | Bending | Field bend PVC Coated RMC 90 | 3-1/2 in | PVC Coated RMC | EA | 0.3672 | 0.3672 | 0.459 | 0.551 | Electrician | Hand/mechanical/hydraulic bender | All | Both | Layout and normal installation | Supervision; unusual access; premium time |  | Original estimating baseline; calibrate to company history |  |  | Yes | UNVERIFIED - MODEL BASELINE | Estim8r original model baseline | N/A | [7 empty] | NO | Do not use as an authoritative bid labor unit until verified against a permitted source or company production history.
EL-00881 | 26 | Raceways | Bending | Field offset/kick PVC Coated RMC | 3-1/2 in | PVC Coated RMC | EA | 0.4488 | 0.4488 | 0.561 | 0.673 | Electrician | Hand/mechanical/hydraulic bender | All | Both | Layout and normal installation | Supervision; unusual access; premium time |  | Original estimating baseline; calibrate to company history |  |  | Yes | UNVERIFIED - MODEL BASELINE | Estim8r original model baseline | N/A | [7 empty] | NO | Do not use as an authoritative bid labor unit until verified against a permitted source or company production history.
EL-00882 | 26 | Raceways | Conduit Installation | Install PVC Coated RMC | 4 in | PVC Coated RMC | LF | 0.342 | 0.342 | 0.428 | 0.513 | Electrician |  | All | Both | Layout and normal installation | Supervision; unusual access; premium time | Straight-run baseline; fittings, supports, bends and penetrations can be separate line items. | Original estimating baseline; calibrate to company history |  |  | Yes | UNVERIFIED - MODEL BASELINE | Estim8r original model baseline | N/A | [7 empty] | NO | Do not use as an authoritative bid labor unit until verified against a permitted source or company production history.
EL-00883 | 26 | Raceways | Fittings | Install PVC Coated RMC Connector | 4 in | PVC Coated RMC | EA | 0.1376 | 0.1376 | 0.172 | 0.206 | Electrician |  | All | Both | Layout and normal installation | Supervision; unusual access; premium time |  | Original estimating baseline; calibrate to company history |  |  | Yes | UNVERIFIED - MODEL BASELINE | Estim8r original model baseline | N/A | [7 empty] | NO | Do not use as an authoritative bid labor unit until verified against a permitted source or company production history.
EL-00884 | 26 | Raceways | Fittings | Install PVC Coated RMC Coupling | 4 in | PVC Coated RMC | EA | 0.1204 | 0.1204 | 0.151 | 0.181 | Electrician |  | All | Both | Layout and normal installation | Supervision; unusual access; premium time |  | Original estimating baseline; calibrate to company history |  |  | Yes | UNVERIFIED - MODEL BASELINE | Estim8r original model baseline | N/A | [7 empty] | NO | Do not use as an authoritative bid labor unit until verified against a permitted source or company production history.
EL-00885 | 26 | Raceways | Fittings | Install PVC Coated RMC Factory elbow | 4 in | PVC Coated RMC | EA | 0.3096 | 0.3096 | 0.387 | 0.464 | Electrician |  | All | Both | Layout and normal installation | Supervision; unusual access; premium time |  | Original estimating baseline; calibrate to company history |  |  | Yes | UNVERIFIED - MODEL BASELINE | Estim8r original model baseline | N/A | [7 empty] | NO | Do not use as an authoritative bid labor unit until verified against a permitted source or company production history.
EL-00886 | 26 | Raceways | Fittings | Install PVC Coated RMC Conduit body | 4 in | PVC Coated RMC | EA | 0.3784 | 0.3784 | 0.473 | 0.568 | Electrician |  | All | Both | Layout and normal installation | Supervision; unusual access; premium time |  | Original estimating baseline; calibrate to company history |  |  | Yes | UNVERIFIED - MODEL BASELINE | Estim8r original model baseline | N/A | [7 empty] | NO | Do not use as an authoritative bid labor unit until verified against a permitted source or company production history.
EL-00887 | 26 | Raceways | Fittings | Install PVC Coated RMC Bushing | 4 in | PVC Coated RMC | EA | 0.086 | 0.086 | 0.108 | 0.129 | Electrician |  | All | Both | Layout and normal installation | Supervision; unusual access; premium time |  | Original estimating baseline; calibrate to company history |  |  | Yes | UNVERIFIED - MODEL BASELINE | Estim8r original model baseline | N/A | [7 empty] | NO | Do not use as an authoritative bid labor unit until verified against a permitted source or company production history.
EL-00888 | 26 | Raceways | Fittings | Install PVC Coated RMC Grounding bushing | 4 in | PVC Coated RMC | EA | 0.2752 | 0.2752 | 0.344 | 0.413 | Electrician |  | All | Both | Layout and normal installation | Supervision; unusual access; premium time |  | Original estimating baseline; calibrate to company history |  |  | Yes | UNVERIFIED - MODEL BASELINE | Estim8r original model baseline | N/A | [7 empty] | NO | Do not use as an authoritative bid labor unit until verified against a permitted source or company production history.
EL-00889 | 26 | Raceways | Fittings | Install PVC Coated RMC Locknut | 4 in | PVC Coated RMC | EA | 0.0602 | 0.0602 | 0.075 | 0.09 | Electrician |  | All | Both | Layout and normal installation | Supervision; unusual access; premium time |  | Original estimating baseline; calibrate to company history |  |  | Yes | UNVERIFIED - MODEL BASELINE | Estim8r original model baseline | N/A | [7 empty] | NO | Do not use as an authoritative bid labor unit until verified against a permitted source or company production history.
EL-00890 | 26 | Raceways | Fittings | Install PVC Coated RMC Sealing fitting | 4 in | PVC Coated RMC | EA | 0.946 | 0.946 | 1.183 | 1.419 | Electrician |  | All | Both | Layout and normal installation | Supervision; unusual access; premium time |  | Original estimating baseline; calibrate to company history |  |  | Yes | UNVERIFIED - MODEL BASELINE | Estim8r original model baseline | N/A | [7 empty] | NO | Do not use as an authoritative bid labor unit until verified against a permitted source or company production history.
EL-00891 | 26 | Raceways | Bending | Field bend PVC Coated RMC 90 | 4 in | PVC Coated RMC | EA | 0.3906 | 0.3906 | 0.488 | 0.586 | Electrician | Hand/mechanical/hydraulic bender | All | Both | Layout and normal installation | Supervision; unusual access; premium time |  | Original estimating baseline; calibrate to company history |  |  | Yes | UNVERIFIED - MODEL BASELINE | Estim8r original model baseline | N/A | [7 empty] | NO | Do not use as an authoritative bid labor unit until verified against a permitted source or company production history.
EL-00892 | 26 | Raceways | Bending | Field offset/kick PVC Coated RMC | 4 in | PVC Coated RMC | EA | 0.4774 | 0.4774 | 0.597 | 0.716 | Electrician | Hand/mechanical/hydraulic bender | All | Both | Layout and normal installation | Supervision; unusual access; premium time |  | Original estimating baseline; calibrate to company history |  |  | Yes | UNVERIFIED - MODEL BASELINE | Estim8r original model baseline | N/A | [7 empty] | NO | Do not use as an authoritative bid labor unit until verified against a permitted source or company production history.
EL-00893 | 26 | Raceways | Conduit Installation | Install PVC Coated RMC | 5 in | PVC Coated RMC | LF | 0.45 | 0.45 | 0.562 | 0.675 | Electrician |  | All | Both | Layout and normal installation | Supervision; unusual access; premium time | Straight-run baseline; fittings, supports, bends and penetrations can be separate line items. | Original estimating baseline; calibrate to company history |  |  | Yes | UNVERIFIED - MODEL BASELINE | Estim8r original model baseline | N/A | [7 empty] | NO | Do not use as an authoritative bid labor unit until verified against a permitted source or company production history.
EL-00894 | 26 | Raceways | Fittings | Install PVC Coated RMC Connector | 5 in | PVC Coated RMC | EA | 0.144 | 0.144 | 0.18 | 0.216 | Electrician |  | All | Both | Layout and normal installation | Supervision; unusual access; premium time |  | Original estimating baseline; calibrate to company history |  |  | Yes | UNVERIFIED - MODEL BASELINE | Estim8r original model baseline | N/A | [7 empty] | NO | Do not use as an authoritative bid labor unit until verified against a permitted source or company production history.
EL-00895 | 26 | Raceways | Fittings | Install PVC Coated RMC Coupling | 5 in | PVC Coated RMC | EA | 0.126 | 0.126 | 0.158 | 0.189 | Electrician |  | All | Both | Layout and normal installation | Supervision; unusual access; premium time |  | Original estimating baseline; calibrate to company history |  |  | Yes | UNVERIFIED - MODEL BASELINE | Estim8r original model baseline | N/A | [7 empty] | NO | Do not use as an authoritative bid labor unit until verified against a permitted source or company production history.
EL-00896 | 26 | Raceways | Fittings | Install PVC Coated RMC Factory elbow | 5 in | PVC Coated RMC | EA | 0.324 | 0.324 | 0.405 | 0.486 | Electrician |  | All | Both | Layout and normal installation | Supervision; unusual access; premium time |  | Original estimating baseline; calibrate to company history |  |  | Yes | UNVERIFIED - MODEL BASELINE | Estim8r original model baseline | N/A | [7 empty] | NO | Do not use as an authoritative bid labor unit until verified against a permitted source or company production history.
EL-00897 | 26 | Raceways | Fittings | Install PVC Coated RMC Conduit body | 5 in | PVC Coated RMC | EA | 0.396 | 0.396 | 0.495 | 0.594 | Electrician |  | All | Both | Layout and normal installation | Supervision; unusual access; premium time |  | Original estimating baseline; calibrate to company history |  |  | Yes | UNVERIFIED - MODEL BASELINE | Estim8r original model baseline | N/A | [7 empty] | NO | Do not use as an authoritative bid labor unit until verified against a permitted source or company production history.
EL-00898 | 26 | Raceways | Fittings | Install PVC Coated RMC Bushing | 5 in | PVC Coated RMC | EA | 0.09 | 0.09 | 0.113 | 0.135 | Electrician |  | All | Both | Layout and normal installation | Supervision; unusual access; premium time |  | Original estimating baseline; calibrate to company history |  |  | Yes | UNVERIFIED - MODEL BASELINE | Estim8r original model baseline | N/A | [7 empty] | NO | Do not use as an authoritative bid labor unit until verified against a permitted source or company production history.
EL-00899 | 26 | Raceways | Fittings | Install PVC Coated RMC Grounding bushing | 5 in | PVC Coated RMC | EA | 0.288 | 0.288 | 0.36 | 0.432 | Electrician |  | All | Both | Layout and normal installation | Supervision; unusual access; premium time |  | Original estimating baseline; calibrate to company history |  |  | Yes | UNVERIFIED - MODEL BASELINE | Estim8r original model baseline | N/A | [7 empty] | NO | Do not use as an authoritative bid labor unit until verified against a permitted source or company production history.
EL-00900 | 26 | Raceways | Fittings | Install PVC Coated RMC Locknut | 5 in | PVC Coated RMC | EA | 0.063 | 0.063 | 0.079 | 0.095 | Electrician |  | All | Both | Layout and normal installation | Supervision; unusual access; premium time |  | Original estimating baseline; calibrate to company history |  |  | Yes | UNVERIFIED - MODEL BASELINE | Estim8r original model baseline | N/A | [7 empty] | NO | Do not use as an authoritative bid labor unit until verified against a permitted source or company production history.
EL-00901 | 26 | Raceways | Fittings | Install PVC Coated RMC Sealing fitting | 5 in | PVC Coated RMC | EA | 0.99 | 0.99 | 1.238 | 1.485 | Electrician |  | All | Both | Layout and normal installation | Supervision; unusual access; premium time |  | Original estimating baseline; calibrate to company history |  |  | Yes | UNVERIFIED - MODEL BASELINE | Estim8r original model baseline | N/A | [7 empty] | NO | Do not use as an authoritative bid labor unit until verified against a permitted source or company production history.
EL-00902 | 26 | Raceways | Bending | Field bend PVC Coated RMC 90 | 5 in | PVC Coated RMC | EA | 0.414 | 0.414 | 0.517 | 0.621 | Electrician | Hand/mechanical/hydraulic bender | All | Both | Layout and normal installation | Supervision; unusual access; premium time |  | Original estimating baseline; calibrate to company history |  |  | Yes | UNVERIFIED - MODEL BASELINE | Estim8r original model baseline | N/A | [7 empty] | NO | Do not use as an authoritative bid labor unit until verified against a permitted source or company production history.
EL-00903 | 26 | Raceways | Bending | Field offset/kick PVC Coated RMC | 5 in | PVC Coated RMC | EA | 0.506 | 0.506 | 0.633 | 0.759 | Electrician | Hand/mechanical/hydraulic bender | All | Both | Layout and normal installation | Supervision; unusual access; premium time |  | Original estimating baseline; calibrate to company history |  |  | Yes | UNVERIFIED - MODEL BASELINE | Estim8r original model baseline | N/A | [7 empty] | NO | Do not use as an authoritative bid labor unit until verified against a permitted source or company production history.
EL-00904 | 26 | Raceways | Conduit Installation | Install PVC Coated RMC | 6 in | PVC Coated RMC | LF | 0.576 | 0.576 | 0.72 | 0.864 | Electrician |  | All | Both | Layout and normal installation | Supervision; unusual access; premium time | Straight-run baseline; fittings, supports, bends and penetrations can be separate line items. | Original estimating baseline; calibrate to company history |  |  | Yes | UNVERIFIED - MODEL BASELINE | Estim8r original model baseline | N/A | [7 empty] | NO | Do not use as an authoritative bid labor unit until verified against a permitted source or company production history.
EL-00905 | 26 | Raceways | Fittings | Install PVC Coated RMC Connector | 6 in | PVC Coated RMC | EA | 0.1504 | 0.1504 | 0.188 | 0.226 | Electrician |  | All | Both | Layout and normal installation | Supervision; unusual access; premium time |  | Original estimating baseline; calibrate to company history |  |  | Yes | UNVERIFIED - MODEL BASELINE | Estim8r original model baseline | N/A | [7 empty] | NO | Do not use as an authoritative bid labor unit until verified against a permitted source or company production history.
EL-00906 | 26 | Raceways | Fittings | Install PVC Coated RMC Coupling | 6 in | PVC Coated RMC | EA | 0.1316 | 0.1316 | 0.164 | 0.197 | Electrician |  | All | Both | Layout and normal installation | Supervision; unusual access; premium time |  | Original estimating baseline; calibrate to company history |  |  | Yes | UNVERIFIED - MODEL BASELINE | Estim8r original model baseline | N/A | [7 empty] | NO | Do not use as an authoritative bid labor unit until verified against a permitted source or company production history.
EL-00907 | 26 | Raceways | Fittings | Install PVC Coated RMC Factory elbow | 6 in | PVC Coated RMC | EA | 0.3384 | 0.3384 | 0.423 | 0.508 | Electrician |  | All | Both | Layout and normal installation | Supervision; unusual access; premium time |  | Original estimating baseline; calibrate to company history |  |  | Yes | UNVERIFIED - MODEL BASELINE | Estim8r original model baseline | N/A | [7 empty] | NO | Do not use as an authoritative bid labor unit until verified against a permitted source or company production history.
EL-00908 | 26 | Raceways | Fittings | Install PVC Coated RMC Conduit body | 6 in | PVC Coated RMC | EA | 0.4136 | 0.4136 | 0.517 | 0.62 | Electrician |  | All | Both | Layout and normal installation | Supervision; unusual access; premium time |  | Original estimating baseline; calibrate to company history |  |  | Yes | UNVERIFIED - MODEL BASELINE | Estim8r original model baseline | N/A | [7 empty] | NO | Do not use as an authoritative bid labor unit until verified against a permitted source or company production history.
EL-00909 | 26 | Raceways | Fittings | Install PVC Coated RMC Bushing | 6 in | PVC Coated RMC | EA | 0.094 | 0.094 | 0.117 | 0.141 | Electrician |  | All | Both | Layout and normal installation | Supervision; unusual access; premium time |  | Original estimating baseline; calibrate to company history |  |  | Yes | UNVERIFIED - MODEL BASELINE | Estim8r original model baseline | N/A | [7 empty] | NO | Do not use as an authoritative bid labor unit until verified against a permitted source or company production history.
EL-00910 | 26 | Raceways | Fittings | Install PVC Coated RMC Grounding bushing | 6 in | PVC Coated RMC | EA | 0.3008 | 0.3008 | 0.376 | 0.451 | Electrician |  | All | Both | Layout and normal installation | Supervision; unusual access; premium time |  | Original estimating baseline; calibrate to company history |  |  | Yes | UNVERIFIED - MODEL BASELINE | Estim8r original model baseline | N/A | [7 empty] | NO | Do not use as an authoritative bid labor unit until verified against a permitted source or company production history.
EL-00911 | 26 | Raceways | Fittings | Install PVC Coated RMC Locknut | 6 in | PVC Coated RMC | EA | 0.0658 | 0.0658 | 0.082 | 0.099 | Electrician |  | All | Both | Layout and normal installation | Supervision; unusual access; premium time |  | Original estimating baseline; calibrate to company history |  |  | Yes | UNVERIFIED - MODEL BASELINE | Estim8r original model baseline | N/A | [7 empty] | NO | Do not use as an authoritative bid labor unit until verified against a permitted source or company production history.
EL-00912 | 26 | Raceways | Fittings | Install PVC Coated RMC Sealing fitting | 6 in | PVC Coated RMC | EA | 1.034 | 1.034 | 1.292 | 1.551 | Electrician |  | All | Both | Layout and normal installation | Supervision; unusual access; premium time |  | Original estimating baseline; calibrate to company history |  |  | Yes | UNVERIFIED - MODEL BASELINE | Estim8r original model baseline | N/A | [7 empty] | NO | Do not use as an authoritative bid labor unit until verified against a permitted source or company production history.
EL-00913 | 26 | Raceways | Bending | Field bend PVC Coated RMC 90 | 6 in | PVC Coated RMC | EA | 0.4374 | 0.4374 | 0.547 | 0.656 | Electrician | Hand/mechanical/hydraulic bender | All | Both | Layout and normal installation | Supervision; unusual access; premium time |  | Original estimating baseline; calibrate to company history |  |  | Yes | UNVERIFIED - MODEL BASELINE | Estim8r original model baseline | N/A | [7 empty] | NO | Do not use as an authoritative bid labor unit until verified against a permitted source or company production history.
EL-00914 | 26 | Raceways | Bending | Field offset/kick PVC Coated RMC | 6 in | PVC Coated RMC | EA | 0.5346 | 0.5346 | 0.668 | 0.802 | Electrician | Hand/mechanical/hydraulic bender | All | Both | Layout and normal installation | Supervision; unusual access; premium time |  | Original estimating baseline; calibrate to company history |  |  | Yes | UNVERIFIED - MODEL BASELINE | Estim8r original model baseline | N/A | [7 empty] | NO | Do not use as an authoritative bid labor unit until verified against a permitted source or company production history.
EL-00915 | 26 | Raceways | Conduit Installation | Install ENT | 1/2 in | ENT | LF | 0.0209 | 0.0209 | 0.026 | 0.031 | Electrician |  | All | Both | Layout and normal installation | Supervision; unusual access; premium time | Straight-run baseline; fittings, supports, bends and penetrations can be separate line items. | Original estimating baseline; calibrate to company history |  |  | Yes | UNVERIFIED - MODEL BASELINE | Estim8r original model baseline | N/A | [7 empty] | NO | Do not use as an authoritative bid labor unit until verified against a permitted source or company production history.
EL-00916 | 26 | Raceways | Fittings | Install ENT Connector | 1/2 in | ENT | EA | 0.08 | 0.08 | 0.1 | 0.12 | Electrician |  | All | Both | Layout and normal installation | Supervision; unusual access; premium time |  | Original estimating baseline; calibrate to company history |  |  | Yes | UNVERIFIED - MODEL BASELINE | Estim8r original model baseline | N/A | [7 empty] | NO | Do not use as an authoritative bid labor unit until verified against a permitted source or company production history.
EL-00917 | 26 | Raceways | Fittings | Install ENT Coupling | 1/2 in | ENT | EA | 0.07 | 0.07 | 0.088 | 0.105 | Electrician |  | All | Both | Layout and normal installation | Supervision; unusual access; premium time |  | Original estimating baseline; calibrate to company history |  |  | Yes | UNVERIFIED - MODEL BASELINE | Estim8r original model baseline | N/A | [7 empty] | NO | Do not use as an authoritative bid labor unit until verified against a permitted source or company production history.
EL-00918 | 26 | Raceways | Fittings | Install ENT Factory elbow | 1/2 in | ENT | EA | 0.18 | 0.18 | 0.225 | 0.27 | Electrician |  | All | Both | Layout and normal installation | Supervision; unusual access; premium time |  | Original estimating baseline; calibrate to company history |  |  | Yes | UNVERIFIED - MODEL BASELINE | Estim8r original model baseline | N/A | [7 empty] | NO | Do not use as an authoritative bid labor unit until verified against a permitted source or company production history.
EL-00919 | 26 | Raceways | Fittings | Install ENT Conduit body | 1/2 in | ENT | EA | 0.22 | 0.22 | 0.275 | 0.33 | Electrician |  | All | Both | Layout and normal installation | Supervision; unusual access; premium time |  | Original estimating baseline; calibrate to company history |  |  | Yes | UNVERIFIED - MODEL BASELINE | Estim8r original model baseline | N/A | [7 empty] | NO | Do not use as an authoritative bid labor unit until verified against a permitted source or company production history.
EL-00920 | 26 | Raceways | Fittings | Install ENT Bushing | 1/2 in | ENT | EA | 0.05 | 0.05 | 0.062 | 0.075 | Electrician |  | All | Both | Layout and normal installation | Supervision; unusual access; premium time |  | Original estimating baseline; calibrate to company history |  |  | Yes | UNVERIFIED - MODEL BASELINE | Estim8r original model baseline | N/A | [7 empty] | NO | Do not use as an authoritative bid labor unit until verified against a permitted source or company production history.
EL-00921 | 26 | Raceways | Fittings | Install ENT Grounding bushing | 1/2 in | ENT | EA | 0.16 | 0.16 | 0.2 | 0.24 | Electrician |  | All | Both | Layout and normal installation | Supervision; unusual access; premium time |  | Original estimating baseline; calibrate to company history |  |  | Yes | UNVERIFIED - MODEL BASELINE | Estim8r original model baseline | N/A | [7 empty] | NO | Do not use as an authoritative bid labor unit until verified against a permitted source or company production history.
EL-00922 | 26 | Raceways | Fittings | Install ENT Locknut | 1/2 in | ENT | EA | 0.035 | 0.035 | 0.044 | 0.053 | Electrician |  | All | Both | Layout and normal installation | Supervision; unusual access; premium time |  | Original estimating baseline; calibrate to company history |  |  | Yes | UNVERIFIED - MODEL BASELINE | Estim8r original model baseline | N/A | [7 empty] | NO | Do not use as an authoritative bid labor unit until verified against a permitted source or company production history.
EL-00923 | 26 | Raceways | Fittings | Install ENT Sealing fitting | 1/2 in | ENT | EA | 0.55 | 0.55 | 0.688 | 0.825 | Electrician |  | All | Both | Layout and normal installation | Supervision; unusual access; premium time |  | Original estimating baseline; calibrate to company history |  |  | Yes | UNVERIFIED - MODEL BASELINE | Estim8r original model baseline | N/A | [7 empty] | NO | Do not use as an authoritative bid labor unit until verified against a permitted source or company production history.
EL-00924 | 26 | Raceways | Conduit Installation | Install ENT | 3/4 in | ENT | LF | 0.02475 | 0.02475 | 0.031 | 0.037 | Electrician |  | All | Both | Layout and normal installation | Supervision; unusual access; premium time | Straight-run baseline; fittings, supports, bends and penetrations can be separate line items. | Original estimating baseline; calibrate to company history |  |  | Yes | UNVERIFIED - MODEL BASELINE | Estim8r original model baseline | N/A | [7 empty] | NO | Do not use as an authoritative bid labor unit until verified against a permitted source or company production history.
EL-00925 | 26 | Raceways | Fittings | Install ENT Connector | 3/4 in | ENT | EA | 0.0864 | 0.0864 | 0.108 | 0.13 | Electrician |  | All | Both | Layout and normal installation | Supervision; unusual access; premium time |  | Original estimating baseline; calibrate to company history |  |  | Yes | UNVERIFIED - MODEL BASELINE | Estim8r original model baseline | N/A | [7 empty] | NO | Do not use as an authoritative bid labor unit until verified against a permitted source or company production history.
EL-00926 | 26 | Raceways | Fittings | Install ENT Coupling | 3/4 in | ENT | EA | 0.0756 | 0.0756 | 0.095 | 0.113 | Electrician |  | All | Both | Layout and normal installation | Supervision; unusual access; premium time |  | Original estimating baseline; calibrate to company history |  |  | Yes | UNVERIFIED - MODEL BASELINE | Estim8r original model baseline | N/A | [7 empty] | NO | Do not use as an authoritative bid labor unit until verified against a permitted source or company production history.
EL-00927 | 26 | Raceways | Fittings | Install ENT Factory elbow | 3/4 in | ENT | EA | 0.1944 | 0.1944 | 0.243 | 0.292 | Electrician |  | All | Both | Layout and normal installation | Supervision; unusual access; premium time |  | Original estimating baseline; calibrate to company history |  |  | Yes | UNVERIFIED - MODEL BASELINE | Estim8r original model baseline | N/A | [7 empty] | NO | Do not use as an authoritative bid labor unit until verified against a permitted source or company production history.
EL-00928 | 26 | Raceways | Fittings | Install ENT Conduit body | 3/4 in | ENT | EA | 0.2376 | 0.2376 | 0.297 | 0.356 | Electrician |  | All | Both | Layout and normal installation | Supervision; unusual access; premium time |  | Original estimating baseline; calibrate to company history |  |  | Yes | UNVERIFIED - MODEL BASELINE | Estim8r original model baseline | N/A | [7 empty] | NO | Do not use as an authoritative bid labor unit until verified against a permitted source or company production history.
EL-00929 | 26 | Raceways | Fittings | Install ENT Bushing | 3/4 in | ENT | EA | 0.054 | 0.054 | 0.068 | 0.081 | Electrician |  | All | Both | Layout and normal installation | Supervision; unusual access; premium time |  | Original estimating baseline; calibrate to company history |  |  | Yes | UNVERIFIED - MODEL BASELINE | Estim8r original model baseline | N/A | [7 empty] | NO | Do not use as an authoritative bid labor unit until verified against a permitted source or company production history.
EL-00930 | 26 | Raceways | Fittings | Install ENT Grounding bushing | 3/4 in | ENT | EA | 0.1728 | 0.1728 | 0.216 | 0.259 | Electrician |  | All | Both | Layout and normal installation | Supervision; unusual access; premium time |  | Original estimating baseline; calibrate to company history |  |  | Yes | UNVERIFIED - MODEL BASELINE | Estim8r original model baseline | N/A | [7 empty] | NO | Do not use as an authoritative bid labor unit until verified against a permitted source or company production history.
EL-00931 | 26 | Raceways | Fittings | Install ENT Locknut | 3/4 in | ENT | EA | 0.0378 | 0.0378 | 0.047 | 0.057 | Electrician |  | All | Both | Layout and normal installation | Supervision; unusual access; premium time |  | Original estimating baseline; calibrate to company history |  |  | Yes | UNVERIFIED - MODEL BASELINE | Estim8r original model baseline | N/A | [7 empty] | NO | Do not use as an authoritative bid labor unit until verified against a permitted source or company production history.
EL-00932 | 26 | Raceways | Fittings | Install ENT Sealing fitting | 3/4 in | ENT | EA | 0.594 | 0.594 | 0.743 | 0.891 | Electrician |  | All | Both | Layout and normal installation | Supervision; unusual access; premium time |  | Original estimating baseline; calibrate to company history |  |  | Yes | UNVERIFIED - MODEL BASELINE | Estim8r original model baseline | N/A | [7 empty] | NO | Do not use as an authoritative bid labor unit until verified against a permitted source or company production history.
EL-00933 | 26 | Raceways | Conduit Installation | Install ENT | 1 in | ENT | LF | 0.0286 | 0.0286 | 0.036 | 0.043 | Electrician |  | All | Both | Layout and normal installation | Supervision; unusual access; premium time | Straight-run baseline; fittings, supports, bends and penetrations can be separate line items. | Original estimating baseline; calibrate to company history |  |  | Yes | UNVERIFIED - MODEL BASELINE | Estim8r original model baseline | N/A | [7 empty] | NO | Do not use as an authoritative bid labor unit until verified against a permitted source or company production history.
EL-00934 | 26 | Raceways | Fittings | Install ENT Connector | 1 in | ENT | EA | 0.0928 | 0.0928 | 0.116 | 0.139 | Electrician |  | All | Both | Layout and normal installation | Supervision; unusual access; premium time |  | Original estimating baseline; calibrate to company history |  |  | Yes | UNVERIFIED - MODEL BASELINE | Estim8r original model baseline | N/A | [7 empty] | NO | Do not use as an authoritative bid labor unit until verified against a permitted source or company production history.
EL-00935 | 26 | Raceways | Fittings | Install ENT Coupling | 1 in | ENT | EA | 0.0812 | 0.0812 | 0.102 | 0.122 | Electrician |  | All | Both | Layout and normal installation | Supervision; unusual access; premium time |  | Original estimating baseline; calibrate to company history |  |  | Yes | UNVERIFIED - MODEL BASELINE | Estim8r original model baseline | N/A | [7 empty] | NO | Do not use as an authoritative bid labor unit until verified against a permitted source or company production history.
EL-00936 | 26 | Raceways | Fittings | Install ENT Factory elbow | 1 in | ENT | EA | 0.2088 | 0.2088 | 0.261 | 0.313 | Electrician |  | All | Both | Layout and normal installation | Supervision; unusual access; premium time |  | Original estimating baseline; calibrate to company history |  |  | Yes | UNVERIFIED - MODEL BASELINE | Estim8r original model baseline | N/A | [7 empty] | NO | Do not use as an authoritative bid labor unit until verified against a permitted source or company production history.
EL-00937 | 26 | Raceways | Fittings | Install ENT Conduit body | 1 in | ENT | EA | 0.2552 | 0.2552 | 0.319 | 0.383 | Electrician |  | All | Both | Layout and normal installation | Supervision; unusual access; premium time |  | Original estimating baseline; calibrate to company history |  |  | Yes | UNVERIFIED - MODEL BASELINE | Estim8r original model baseline | N/A | [7 empty] | NO | Do not use as an authoritative bid labor unit until verified against a permitted source or company production history.
EL-00938 | 26 | Raceways | Fittings | Install ENT Bushing | 1 in | ENT | EA | 0.058 | 0.058 | 0.072 | 0.087 | Electrician |  | All | Both | Layout and normal installation | Supervision; unusual access; premium time |  | Original estimating baseline; calibrate to company history |  |  | Yes | UNVERIFIED - MODEL BASELINE | Estim8r original model baseline | N/A | [7 empty] | NO | Do not use as an authoritative bid labor unit until verified against a permitted source or company production history.
EL-00939 | 26 | Raceways | Fittings | Install ENT Grounding bushing | 1 in | ENT | EA | 0.1856 | 0.1856 | 0.232 | 0.278 | Electrician |  | All | Both | Layout and normal installation | Supervision; unusual access; premium time |  | Original estimating baseline; calibrate to company history |  |  | Yes | UNVERIFIED - MODEL BASELINE | Estim8r original model baseline | N/A | [7 empty] | NO | Do not use as an authoritative bid labor unit until verified against a permitted source or company production history.
EL-00940 | 26 | Raceways | Fittings | Install ENT Locknut | 1 in | ENT | EA | 0.0406 | 0.0406 | 0.051 | 0.061 | Electrician |  | All | Both | Layout and normal installation | Supervision; unusual access; premium time |  | Original estimating baseline; calibrate to company history |  |  | Yes | UNVERIFIED - MODEL BASELINE | Estim8r original model baseline | N/A | [7 empty] | NO | Do not use as an authoritative bid labor unit until verified against a permitted source or company production history.
EL-00941 | 26 | Raceways | Fittings | Install ENT Sealing fitting | 1 in | ENT | EA | 0.638 | 0.638 | 0.797 | 0.957 | Electrician |  | All | Both | Layout and normal installation | Supervision; unusual access; premium time |  | Original estimating baseline; calibrate to company history |  |  | Yes | UNVERIFIED - MODEL BASELINE | Estim8r original model baseline | N/A | [7 empty] | NO | Do not use as an authoritative bid labor unit until verified against a permitted source or company production history.
EL-00942 | 26 | Raceways | Conduit Installation | Install ENT | 1-1/4 in | ENT | LF | 0.03575 | 0.03575 | 0.045 | 0.054 | Electrician |  | All | Both | Layout and normal installation | Supervision; unusual access; premium time | Straight-run baseline; fittings, supports, bends and penetrations can be separate line items. | Original estimating baseline; calibrate to company history |  |  | Yes | UNVERIFIED - MODEL BASELINE | Estim8r original model baseline | N/A | [7 empty] | NO | Do not use as an authoritative bid labor unit until verified against a permitted source or company production history.
EL-00943 | 26 | Raceways | Fittings | Install ENT Connector | 1-1/4 in | ENT | EA | 0.0992 | 0.0992 | 0.124 | 0.149 | Electrician |  | All | Both | Layout and normal installation | Supervision; unusual access; premium time |  | Original estimating baseline; calibrate to company history |  |  | Yes | UNVERIFIED - MODEL BASELINE | Estim8r original model baseline | N/A | [7 empty] | NO | Do not use as an authoritative bid labor unit until verified against a permitted source or company production history.
EL-00944 | 26 | Raceways | Fittings | Install ENT Coupling | 1-1/4 in | ENT | EA | 0.0868 | 0.0868 | 0.108 | 0.13 | Electrician |  | All | Both | Layout and normal installation | Supervision; unusual access; premium time |  | Original estimating baseline; calibrate to company history |  |  | Yes | UNVERIFIED - MODEL BASELINE | Estim8r original model baseline | N/A | [7 empty] | NO | Do not use as an authoritative bid labor unit until verified against a permitted source or company production history.
EL-00945 | 26 | Raceways | Fittings | Install ENT Factory elbow | 1-1/4 in | ENT | EA | 0.2232 | 0.2232 | 0.279 | 0.335 | Electrician |  | All | Both | Layout and normal installation | Supervision; unusual access; premium time |  | Original estimating baseline; calibrate to company history |  |  | Yes | UNVERIFIED - MODEL BASELINE | Estim8r original model baseline | N/A | [7 empty] | NO | Do not use as an authoritative bid labor unit until verified against a permitted source or company production history.
EL-00946 | 26 | Raceways | Fittings | Install ENT Conduit body | 1-1/4 in | ENT | EA | 0.2728 | 0.2728 | 0.341 | 0.409 | Electrician |  | All | Both | Layout and normal installation | Supervision; unusual access; premium time |  | Original estimating baseline; calibrate to company history |  |  | Yes | UNVERIFIED - MODEL BASELINE | Estim8r original model baseline | N/A | [7 empty] | NO | Do not use as an authoritative bid labor unit until verified against a permitted source or company production history.
EL-00947 | 26 | Raceways | Fittings | Install ENT Bushing | 1-1/4 in | ENT | EA | 0.062 | 0.062 | 0.077 | 0.093 | Electrician |  | All | Both | Layout and normal installation | Supervision; unusual access; premium time |  | Original estimating baseline; calibrate to company history |  |  | Yes | UNVERIFIED - MODEL BASELINE | Estim8r original model baseline | N/A | [7 empty] | NO | Do not use as an authoritative bid labor unit until verified against a permitted source or company production history.
EL-00948 | 26 | Raceways | Fittings | Install ENT Grounding bushing | 1-1/4 in | ENT | EA | 0.1984 | 0.1984 | 0.248 | 0.298 | Electrician |  | All | Both | Layout and normal installation | Supervision; unusual access; premium time |  | Original estimating baseline; calibrate to company history |  |  | Yes | UNVERIFIED - MODEL BASELINE | Estim8r original model baseline | N/A | [7 empty] | NO | Do not use as an authoritative bid labor unit until verified against a permitted source or company production history.
EL-00949 | 26 | Raceways | Fittings | Install ENT Locknut | 1-1/4 in | ENT | EA | 0.0434 | 0.0434 | 0.054 | 0.065 | Electrician |  | All | Both | Layout and normal installation | Supervision; unusual access; premium time |  | Original estimating baseline; calibrate to company history |  |  | Yes | UNVERIFIED - MODEL BASELINE | Estim8r original model baseline | N/A | [7 empty] | NO | Do not use as an authoritative bid labor unit until verified against a permitted source or company production history.
EL-00950 | 26 | Raceways | Fittings | Install ENT Sealing fitting | 1-1/4 in | ENT | EA | 0.682 | 0.682 | 0.853 | 1.023 | Electrician |  | All | Both | Layout and normal installation | Supervision; unusual access; premium time |  | Original estimating baseline; calibrate to company history |  |  | Yes | UNVERIFIED - MODEL BASELINE | Estim8r original model baseline | N/A | [7 empty] | NO | Do not use as an authoritative bid labor unit until verified against a permitted source or company production history.
EL-00951 | 26 | Raceways | Conduit Installation | Install ENT | 1-1/2 in | ENT | LF | 0.04125 | 0.04125 | 0.052 | 0.062 | Electrician |  | All | Both | Layout and normal installation | Supervision; unusual access; premium time | Straight-run baseline; fittings, supports, bends and penetrations can be separate line items. | Original estimating baseline; calibrate to company history |  |  | Yes | UNVERIFIED - MODEL BASELINE | Estim8r original model baseline | N/A | [7 empty] | NO | Do not use as an authoritative bid labor unit until verified against a permitted source or company production history.
EL-00952 | 26 | Raceways | Fittings | Install ENT Connector | 1-1/2 in | ENT | EA | 0.1056 | 0.1056 | 0.132 | 0.158 | Electrician |  | All | Both | Layout and normal installation | Supervision; unusual access; premium time |  | Original estimating baseline; calibrate to company history |  |  | Yes | UNVERIFIED - MODEL BASELINE | Estim8r original model baseline | N/A | [7 empty] | NO | Do not use as an authoritative bid labor unit until verified against a permitted source or company production history.
EL-00953 | 26 | Raceways | Fittings | Install ENT Coupling | 1-1/2 in | ENT | EA | 0.0924 | 0.0924 | 0.116 | 0.139 | Electrician |  | All | Both | Layout and normal installation | Supervision; unusual access; premium time |  | Original estimating baseline; calibrate to company history |  |  | Yes | UNVERIFIED - MODEL BASELINE | Estim8r original model baseline | N/A | [7 empty] | NO | Do not use as an authoritative bid labor unit until verified against a permitted source or company production history.
EL-00954 | 26 | Raceways | Fittings | Install ENT Factory elbow | 1-1/2 in | ENT | EA | 0.2376 | 0.2376 | 0.297 | 0.356 | Electrician |  | All | Both | Layout and normal installation | Supervision; unusual access; premium time |  | Original estimating baseline; calibrate to company history |  |  | Yes | UNVERIFIED - MODEL BASELINE | Estim8r original model baseline | N/A | [7 empty] | NO | Do not use as an authoritative bid labor unit until verified against a permitted source or company production history.
EL-00955 | 26 | Raceways | Fittings | Install ENT Conduit body | 1-1/2 in | ENT | EA | 0.2904 | 0.2904 | 0.363 | 0.436 | Electrician |  | All | Both | Layout and normal installation | Supervision; unusual access; premium time |  | Original estimating baseline; calibrate to company history |  |  | Yes | UNVERIFIED - MODEL BASELINE | Estim8r original model baseline | N/A | [7 empty] | NO | Do not use as an authoritative bid labor unit until verified against a permitted source or company production history.
EL-00956 | 26 | Raceways | Fittings | Install ENT Bushing | 1-1/2 in | ENT | EA | 0.066 | 0.066 | 0.083 | 0.099 | Electrician |  | All | Both | Layout and normal installation | Supervision; unusual access; premium time |  | Original estimating baseline; calibrate to company history |  |  | Yes | UNVERIFIED - MODEL BASELINE | Estim8r original model baseline | N/A | [7 empty] | NO | Do not use as an authoritative bid labor unit until verified against a permitted source or company production history.
EL-00957 | 26 | Raceways | Fittings | Install ENT Grounding bushing | 1-1/2 in | ENT | EA | 0.2112 | 0.2112 | 0.264 | 0.317 | Electrician |  | All | Both | Layout and normal installation | Supervision; unusual access; premium time |  | Original estimating baseline; calibrate to company history |  |  | Yes | UNVERIFIED - MODEL BASELINE | Estim8r original model baseline | N/A | [7 empty] | NO | Do not use as an authoritative bid labor unit until verified against a permitted source or company production history.
EL-00958 | 26 | Raceways | Fittings | Install ENT Locknut | 1-1/2 in | ENT | EA | 0.0462 | 0.0462 | 0.058 | 0.069 | Electrician |  | All | Both | Layout and normal installation | Supervision; unusual access; premium time |  | Original estimating baseline; calibrate to company history |  |  | Yes | UNVERIFIED - MODEL BASELINE | Estim8r original model baseline | N/A | [7 empty] | NO | Do not use as an authoritative bid labor unit until verified against a permitted source or company production history.
EL-00959 | 26 | Raceways | Fittings | Install ENT Sealing fitting | 1-1/2 in | ENT | EA | 0.726 | 0.726 | 0.908 | 1.089 | Electrician |  | All | Both | Layout and normal installation | Supervision; unusual access; premium time |  | Original estimating baseline; calibrate to company history |  |  | Yes | UNVERIFIED - MODEL BASELINE | Estim8r original model baseline | N/A | [7 empty] | NO | Do not use as an authoritative bid labor unit until verified against a permitted source or company production history.
EL-00960 | 26 | Raceways | Conduit Installation | Install ENT | 2 in | ENT | LF | 0.0495 | 0.0495 | 0.062 | 0.074 | Electrician |  | All | Both | Layout and normal installation | Supervision; unusual access; premium time | Straight-run baseline; fittings, supports, bends and penetrations can be separate line items. | Original estimating baseline; calibrate to company history |  |  | Yes | UNVERIFIED - MODEL BASELINE | Estim8r original model baseline | N/A | [7 empty] | NO | Do not use as an authoritative bid labor unit until verified against a permitted source or company production history.
EL-00961 | 26 | Raceways | Fittings | Install ENT Connector | 2 in | ENT | EA | 0.112 | 0.112 | 0.14 | 0.168 | Electrician |  | All | Both | Layout and normal installation | Supervision; unusual access; premium time |  | Original estimating baseline; calibrate to company history |  |  | Yes | UNVERIFIED - MODEL BASELINE | Estim8r original model baseline | N/A | [7 empty] | NO | Do not use as an authoritative bid labor unit until verified against a permitted source or company production history.
EL-00962 | 26 | Raceways | Fittings | Install ENT Coupling | 2 in | ENT | EA | 0.098 | 0.098 | 0.122 | 0.147 | Electrician |  | All | Both | Layout and normal installation | Supervision; unusual access; premium time |  | Original estimating baseline; calibrate to company history |  |  | Yes | UNVERIFIED - MODEL BASELINE | Estim8r original model baseline | N/A | [7 empty] | NO | Do not use as an authoritative bid labor unit until verified against a permitted source or company production history.
EL-00963 | 26 | Raceways | Fittings | Install ENT Factory elbow | 2 in | ENT | EA | 0.252 | 0.252 | 0.315 | 0.378 | Electrician |  | All | Both | Layout and normal installation | Supervision; unusual access; premium time |  | Original estimating baseline; calibrate to company history |  |  | Yes | UNVERIFIED - MODEL BASELINE | Estim8r original model baseline | N/A | [7 empty] | NO | Do not use as an authoritative bid labor unit until verified against a permitted source or company production history.
EL-00964 | 26 | Raceways | Fittings | Install ENT Conduit body | 2 in | ENT | EA | 0.308 | 0.308 | 0.385 | 0.462 | Electrician |  | All | Both | Layout and normal installation | Supervision; unusual access; premium time |  | Original estimating baseline; calibrate to company history |  |  | Yes | UNVERIFIED - MODEL BASELINE | Estim8r original model baseline | N/A | [7 empty] | NO | Do not use as an authoritative bid labor unit until verified against a permitted source or company production history.
EL-00965 | 26 | Raceways | Fittings | Install ENT Bushing | 2 in | ENT | EA | 0.07 | 0.07 | 0.087 | 0.105 | Electrician |  | All | Both | Layout and normal installation | Supervision; unusual access; premium time |  | Original estimating baseline; calibrate to company history |  |  | Yes | UNVERIFIED - MODEL BASELINE | Estim8r original model baseline | N/A | [7 empty] | NO | Do not use as an authoritative bid labor unit until verified against a permitted source or company production history.
EL-00966 | 26 | Raceways | Fittings | Install ENT Grounding bushing | 2 in | ENT | EA | 0.224 | 0.224 | 0.28 | 0.336 | Electrician |  | All | Both | Layout and normal installation | Supervision; unusual access; premium time |  | Original estimating baseline; calibrate to company history |  |  | Yes | UNVERIFIED - MODEL BASELINE | Estim8r original model baseline | N/A | [7 empty] | NO | Do not use as an authoritative bid labor unit until verified against a permitted source or company production history.
EL-00967 | 26 | Raceways | Fittings | Install ENT Locknut | 2 in | ENT | EA | 0.049 | 0.049 | 0.061 | 0.074 | Electrician |  | All | Both | Layout and normal installation | Supervision; unusual access; premium time |  | Original estimating baseline; calibrate to company history |  |  | Yes | UNVERIFIED - MODEL BASELINE | Estim8r original model baseline | N/A | [7 empty] | NO | Do not use as an authoritative bid labor unit until verified against a permitted source or company production history.
EL-00968 | 26 | Raceways | Fittings | Install ENT Sealing fitting | 2 in | ENT | EA | 0.77 | 0.77 | 0.963 | 1.155 | Electrician |  | All | Both | Layout and normal installation | Supervision; unusual access; premium time |  | Original estimating baseline; calibrate to company history |  |  | Yes | UNVERIFIED - MODEL BASELINE | Estim8r original model baseline | N/A | [7 empty] | NO | Do not use as an authoritative bid labor unit until verified against a permitted source or company production history.
EL-00969 | 26 | Raceways | Conduit Installation | Install ENT | 2-1/2 in | ENT | LF | 0.06325 | 0.06325 | 0.079 | 0.095 | Electrician |  | All | Both | Layout and normal installation | Supervision; unusual access; premium time | Straight-run baseline; fittings, supports, bends and penetrations can be separate line items. | Original estimating baseline; calibrate to company history |  |  | Yes | UNVERIFIED - MODEL BASELINE | Estim8r original model baseline | N/A | [7 empty] | NO | Do not use as an authoritative bid labor unit until verified against a permitted source or company production history.
EL-00970 | 26 | Raceways | Fittings | Install ENT Connector | 2-1/2 in | ENT | EA | 0.1184 | 0.1184 | 0.148 | 0.178 | Electrician |  | All | Both | Layout and normal installation | Supervision; unusual access; premium time |  | Original estimating baseline; calibrate to company history |  |  | Yes | UNVERIFIED - MODEL BASELINE | Estim8r original model baseline | N/A | [7 empty] | NO | Do not use as an authoritative bid labor unit until verified against a permitted source or company production history.
EL-00971 | 26 | Raceways | Fittings | Install ENT Coupling | 2-1/2 in | ENT | EA | 0.1036 | 0.1036 | 0.13 | 0.155 | Electrician |  | All | Both | Layout and normal installation | Supervision; unusual access; premium time |  | Original estimating baseline; calibrate to company history |  |  | Yes | UNVERIFIED - MODEL BASELINE | Estim8r original model baseline | N/A | [7 empty] | NO | Do not use as an authoritative bid labor unit until verified against a permitted source or company production history.
EL-00972 | 26 | Raceways | Fittings | Install ENT Factory elbow | 2-1/2 in | ENT | EA | 0.2664 | 0.2664 | 0.333 | 0.4 | Electrician |  | All | Both | Layout and normal installation | Supervision; unusual access; premium time |  | Original estimating baseline; calibrate to company history |  |  | Yes | UNVERIFIED - MODEL BASELINE | Estim8r original model baseline | N/A | [7 empty] | NO | Do not use as an authoritative bid labor unit until verified against a permitted source or company production history.
EL-00973 | 26 | Raceways | Fittings | Install ENT Conduit body | 2-1/2 in | ENT | EA | 0.3256 | 0.3256 | 0.407 | 0.488 | Electrician |  | All | Both | Layout and normal installation | Supervision; unusual access; premium time |  | Original estimating baseline; calibrate to company history |  |  | Yes | UNVERIFIED - MODEL BASELINE | Estim8r original model baseline | N/A | [7 empty] | NO | Do not use as an authoritative bid labor unit until verified against a permitted source or company production history.
EL-00974 | 26 | Raceways | Fittings | Install ENT Bushing | 2-1/2 in | ENT | EA | 0.074 | 0.074 | 0.092 | 0.111 | Electrician |  | All | Both | Layout and normal installation | Supervision; unusual access; premium time |  | Original estimating baseline; calibrate to company history |  |  | Yes | UNVERIFIED - MODEL BASELINE | Estim8r original model baseline | N/A | [7 empty] | NO | Do not use as an authoritative bid labor unit until verified against a permitted source or company production history.
EL-00975 | 26 | Raceways | Fittings | Install ENT Grounding bushing | 2-1/2 in | ENT | EA | 0.2368 | 0.2368 | 0.296 | 0.355 | Electrician |  | All | Both | Layout and normal installation | Supervision; unusual access; premium time |  | Original estimating baseline; calibrate to company history |  |  | Yes | UNVERIFIED - MODEL BASELINE | Estim8r original model baseline | N/A | [7 empty] | NO | Do not use as an authoritative bid labor unit until verified against a permitted source or company production history.
EL-00976 | 26 | Raceways | Fittings | Install ENT Locknut | 2-1/2 in | ENT | EA | 0.0518 | 0.0518 | 0.065 | 0.078 | Electrician |  | All | Both | Layout and normal installation | Supervision; unusual access; premium time |  | Original estimating baseline; calibrate to company history |  |  | Yes | UNVERIFIED - MODEL BASELINE | Estim8r original model baseline | N/A | [7 empty] | NO | Do not use as an authoritative bid labor unit until verified against a permitted source or company production history.
EL-00977 | 26 | Raceways | Fittings | Install ENT Sealing fitting | 2-1/2 in | ENT | EA | 0.814 | 0.814 | 1.018 | 1.221 | Electrician |  | All | Both | Layout and normal installation | Supervision; unusual access; premium time |  | Original estimating baseline; calibrate to company history |  |  | Yes | UNVERIFIED - MODEL BASELINE | Estim8r original model baseline | N/A | [7 empty] | NO | Do not use as an authoritative bid labor unit until verified against a permitted source or company production history.
EL-00978 | 26 | Raceways | Conduit Installation | Install FMC | 1/2 in | FMC | LF | 0.0266 | 0.0266 | 0.033 | 0.04 | Electrician |  | All | Both | Layout and normal installation | Supervision; unusual access; premium time | Straight-run baseline; fittings, supports, bends and penetrations can be separate line items. | Original estimating baseline; calibrate to company history |  |  | Yes | UNVERIFIED - MODEL BASELINE | Estim8r original model baseline | N/A | [7 empty] | NO | Do not use as an authoritative bid labor unit until verified against a permitted source or company production history.
EL-00979 | 26 | Raceways | Fittings | Install FMC Connector | 1/2 in | FMC | EA | 0.08 | 0.08 | 0.1 | 0.12 | Electrician |  | All | Both | Layout and normal installation | Supervision; unusual access; premium time |  | Original estimating baseline; calibrate to company history |  |  | Yes | UNVERIFIED - MODEL BASELINE | Estim8r original model baseline | N/A | [7 empty] | NO | Do not use as an authoritative bid labor unit until verified against a permitted source or company production history.
EL-00980 | 26 | Raceways | Fittings | Install FMC Coupling | 1/2 in | FMC | EA | 0.07 | 0.07 | 0.088 | 0.105 | Electrician |  | All | Both | Layout and normal installation | Supervision; unusual access; premium time |  | Original estimating baseline; calibrate to company history |  |  | Yes | UNVERIFIED - MODEL BASELINE | Estim8r original model baseline | N/A | [7 empty] | NO | Do not use as an authoritative bid labor unit until verified against a permitted source or company production history.
EL-00981 | 26 | Raceways | Fittings | Install FMC Factory elbow | 1/2 in | FMC | EA | 0.18 | 0.18 | 0.225 | 0.27 | Electrician |  | All | Both | Layout and normal installation | Supervision; unusual access; premium time |  | Original estimating baseline; calibrate to company history |  |  | Yes | UNVERIFIED - MODEL BASELINE | Estim8r original model baseline | N/A | [7 empty] | NO | Do not use as an authoritative bid labor unit until verified against a permitted source or company production history.
EL-00982 | 26 | Raceways | Fittings | Install FMC Conduit body | 1/2 in | FMC | EA | 0.22 | 0.22 | 0.275 | 0.33 | Electrician |  | All | Both | Layout and normal installation | Supervision; unusual access; premium time |  | Original estimating baseline; calibrate to company history |  |  | Yes | UNVERIFIED - MODEL BASELINE | Estim8r original model baseline | N/A | [7 empty] | NO | Do not use as an authoritative bid labor unit until verified against a permitted source or company production history.
EL-00983 | 26 | Raceways | Fittings | Install FMC Bushing | 1/2 in | FMC | EA | 0.05 | 0.05 | 0.062 | 0.075 | Electrician |  | All | Both | Layout and normal installation | Supervision; unusual access; premium time |  | Original estimating baseline; calibrate to company history |  |  | Yes | UNVERIFIED - MODEL BASELINE | Estim8r original model baseline | N/A | [7 empty] | NO | Do not use as an authoritative bid labor unit until verified against a permitted source or company production history.
EL-00984 | 26 | Raceways | Fittings | Install FMC Grounding bushing | 1/2 in | FMC | EA | 0.16 | 0.16 | 0.2 | 0.24 | Electrician |  | All | Both | Layout and normal installation | Supervision; unusual access; premium time |  | Original estimating baseline; calibrate to company history |  |  | Yes | UNVERIFIED - MODEL BASELINE | Estim8r original model baseline | N/A | [7 empty] | NO | Do not use as an authoritative bid labor unit until verified against a permitted source or company production history.
EL-00985 | 26 | Raceways | Fittings | Install FMC Locknut | 1/2 in | FMC | EA | 0.035 | 0.035 | 0.044 | 0.053 | Electrician |  | All | Both | Layout and normal installation | Supervision; unusual access; premium time |  | Original estimating baseline; calibrate to company history |  |  | Yes | UNVERIFIED - MODEL BASELINE | Estim8r original model baseline | N/A | [7 empty] | NO | Do not use as an authoritative bid labor unit until verified against a permitted source or company production history.
EL-00986 | 26 | Raceways | Fittings | Install FMC Sealing fitting | 1/2 in | FMC | EA | 0.55 | 0.55 | 0.688 | 0.825 | Electrician |  | All | Both | Layout and normal installation | Supervision; unusual access; premium time |  | Original estimating baseline; calibrate to company history |  |  | Yes | UNVERIFIED - MODEL BASELINE | Estim8r original model baseline | N/A | [7 empty] | NO | Do not use as an authoritative bid labor unit until verified against a permitted source or company production history.
EL-00987 | 26 | Raceways | Conduit Installation | Install FMC | 3/4 in | FMC | LF | 0.0315 | 0.0315 | 0.039 | 0.047 | Electrician |  | All | Both | Layout and normal installation | Supervision; unusual access; premium time | Straight-run baseline; fittings, supports, bends and penetrations can be separate line items. | Original estimating baseline; calibrate to company history |  |  | Yes | UNVERIFIED - MODEL BASELINE | Estim8r original model baseline | N/A | [7 empty] | NO | Do not use as an authoritative bid labor unit until verified against a permitted source or company production history.
EL-00988 | 26 | Raceways | Fittings | Install FMC Connector | 3/4 in | FMC | EA | 0.0864 | 0.0864 | 0.108 | 0.13 | Electrician |  | All | Both | Layout and normal installation | Supervision; unusual access; premium time |  | Original estimating baseline; calibrate to company history |  |  | Yes | UNVERIFIED - MODEL BASELINE | Estim8r original model baseline | N/A | [7 empty] | NO | Do not use as an authoritative bid labor unit until verified against a permitted source or company production history.
EL-00989 | 26 | Raceways | Fittings | Install FMC Coupling | 3/4 in | FMC | EA | 0.0756 | 0.0756 | 0.095 | 0.113 | Electrician |  | All | Both | Layout and normal installation | Supervision; unusual access; premium time |  | Original estimating baseline; calibrate to company history |  |  | Yes | UNVERIFIED - MODEL BASELINE | Estim8r original model baseline | N/A | [7 empty] | NO | Do not use as an authoritative bid labor unit until verified against a permitted source or company production history.
EL-00990 | 26 | Raceways | Fittings | Install FMC Factory elbow | 3/4 in | FMC | EA | 0.1944 | 0.1944 | 0.243 | 0.292 | Electrician |  | All | Both | Layout and normal installation | Supervision; unusual access; premium time |  | Original estimating baseline; calibrate to company history |  |  | Yes | UNVERIFIED - MODEL BASELINE | Estim8r original model baseline | N/A | [7 empty] | NO | Do not use as an authoritative bid labor unit until verified against a permitted source or company production history.
EL-00991 | 26 | Raceways | Fittings | Install FMC Conduit body | 3/4 in | FMC | EA | 0.2376 | 0.2376 | 0.297 | 0.356 | Electrician |  | All | Both | Layout and normal installation | Supervision; unusual access; premium time |  | Original estimating baseline; calibrate to company history |  |  | Yes | UNVERIFIED - MODEL BASELINE | Estim8r original model baseline | N/A | [7 empty] | NO | Do not use as an authoritative bid labor unit until verified against a permitted source or company production history.
EL-00992 | 26 | Raceways | Fittings | Install FMC Bushing | 3/4 in | FMC | EA | 0.054 | 0.054 | 0.068 | 0.081 | Electrician |  | All | Both | Layout and normal installation | Supervision; unusual access; premium time |  | Original estimating baseline; calibrate to company history |  |  | Yes | UNVERIFIED - MODEL BASELINE | Estim8r original model baseline | N/A | [7 empty] | NO | Do not use as an authoritative bid labor unit until verified against a permitted source or company production history.
EL-00993 | 26 | Raceways | Fittings | Install FMC Grounding bushing | 3/4 in | FMC | EA | 0.1728 | 0.1728 | 0.216 | 0.259 | Electrician |  | All | Both | Layout and normal installation | Supervision; unusual access; premium time |  | Original estimating baseline; calibrate to company history |  |  | Yes | UNVERIFIED - MODEL BASELINE | Estim8r original model baseline | N/A | [7 empty] | NO | Do not use as an authoritative bid labor unit until verified against a permitted source or company production history.
EL-00994 | 26 | Raceways | Fittings | Install FMC Locknut | 3/4 in | FMC | EA | 0.0378 | 0.0378 | 0.047 | 0.057 | Electrician |  | All | Both | Layout and normal installation | Supervision; unusual access; premium time |  | Original estimating baseline; calibrate to company history |  |  | Yes | UNVERIFIED - MODEL BASELINE | Estim8r original model baseline | N/A | [7 empty] | NO | Do not use as an authoritative bid labor unit until verified against a permitted source or company production history.
EL-00995 | 26 | Raceways | Fittings | Install FMC Sealing fitting | 3/4 in | FMC | EA | 0.594 | 0.594 | 0.743 | 0.891 | Electrician |  | All | Both | Layout and normal installation | Supervision; unusual access; premium time |  | Original estimating baseline; calibrate to company history |  |  | Yes | UNVERIFIED - MODEL BASELINE | Estim8r original model baseline | N/A | [7 empty] | NO | Do not use as an authoritative bid labor unit until verified against a permitted source or company production history.
EL-00996 | 26 | Raceways | Conduit Installation | Install FMC | 1 in | FMC | LF | 0.0364 | 0.0364 | 0.045 | 0.055 | Electrician |  | All | Both | Layout and normal installation | Supervision; unusual access; premium time | Straight-run baseline; fittings, supports, bends and penetrations can be separate line items. | Original estimating baseline; calibrate to company history |  |  | Yes | UNVERIFIED - MODEL BASELINE | Estim8r original model baseline | N/A | [7 empty] | NO | Do not use as an authoritative bid labor unit until verified against a permitted source or company production history.
EL-00997 | 26 | Raceways | Fittings | Install FMC Connector | 1 in | FMC | EA | 0.0928 | 0.0928 | 0.116 | 0.139 | Electrician |  | All | Both | Layout and normal installation | Supervision; unusual access; premium time |  | Original estimating baseline; calibrate to company history |  |  | Yes | UNVERIFIED - MODEL BASELINE | Estim8r original model baseline | N/A | [7 empty] | NO | Do not use as an authoritative bid labor unit until verified against a permitted source or company production history.
EL-00998 | 26 | Raceways | Fittings | Install FMC Coupling | 1 in | FMC | EA | 0.0812 | 0.0812 | 0.102 | 0.122 | Electrician |  | All | Both | Layout and normal installation | Supervision; unusual access; premium time |  | Original estimating baseline; calibrate to company history |  |  | Yes | UNVERIFIED - MODEL BASELINE | Estim8r original model baseline | N/A | [7 empty] | NO | Do not use as an authoritative bid labor unit until verified against a permitted source or company production history.
EL-00999 | 26 | Raceways | Fittings | Install FMC Factory elbow | 1 in | FMC | EA | 0.2088 | 0.2088 | 0.261 | 0.313 | Electrician |  | All | Both | Layout and normal installation | Supervision; unusual access; premium time |  | Original estimating baseline; calibrate to company history |  |  | Yes | UNVERIFIED - MODEL BASELINE | Estim8r original model baseline | N/A | [7 empty] | NO | Do not use as an authoritative bid labor unit until verified against a permitted source or company production history.
EL-01000 | 26 | Raceways | Fittings | Install FMC Conduit body | 1 in | FMC | EA | 0.2552 | 0.2552 | 0.319 | 0.383 | Electrician |  | All | Both | Layout and normal installation | Supervision; unusual access; premium time |  | Original estimating baseline; calibrate to company history |  |  | Yes | UNVERIFIED - MODEL BASELINE | Estim8r original model baseline | N/A | [7 empty] | NO | Do not use as an authoritative bid labor unit until verified against a permitted source or company production history.
EL-01001 | 26 | Raceways | Fittings | Install FMC Bushing | 1 in | FMC | EA | 0.058 | 0.058 | 0.072 | 0.087 | Electrician |  | All | Both | Layout and normal installation | Supervision; unusual access; premium time |  | Original estimating baseline; calibrate to company history |  |  | Yes | UNVERIFIED - MODEL BASELINE | Estim8r original model baseline | N/A | [7 empty] | NO | Do not use as an authoritative bid labor unit until verified against a permitted source or company production history.
EL-01002 | 26 | Raceways | Fittings | Install FMC Grounding bushing | 1 in | FMC | EA | 0.1856 | 0.1856 | 0.232 | 0.278 | Electrician |  | All | Both | Layout and normal installation | Supervision; unusual access; premium time |  | Original estimating baseline; calibrate to company history |  |  | Yes | UNVERIFIED - MODEL BASELINE | Estim8r original model baseline | N/A | [7 empty] | NO | Do not use as an authoritative bid labor unit until verified against a permitted source or company production history.
EL-01003 | 26 | Raceways | Fittings | Install FMC Locknut | 1 in | FMC | EA | 0.0406 | 0.0406 | 0.051 | 0.061 | Electrician |  | All | Both | Layout and normal installation | Supervision; unusual access; premium time |  | Original estimating baseline; calibrate to company history |  |  | Yes | UNVERIFIED - MODEL BASELINE | Estim8r original model baseline | N/A | [7 empty] | NO | Do not use as an authoritative bid labor unit until verified against a permitted source or company production history.
EL-01004 | 26 | Raceways | Fittings | Install FMC Sealing fitting | 1 in | FMC | EA | 0.638 | 0.638 | 0.797 | 0.957 | Electrician |  | All | Both | Layout and normal installation | Supervision; unusual access; premium time |  | Original estimating baseline; calibrate to company history |  |  | Yes | UNVERIFIED - MODEL BASELINE | Estim8r original model baseline | N/A | [7 empty] | NO | Do not use as an authoritative bid labor unit until verified against a permitted source or company production history.
EL-01005 | 26 | Raceways | Conduit Installation | Install FMC | 1-1/4 in | FMC | LF | 0.0455 | 0.0455 | 0.057 | 0.068 | Electrician |  | All | Both | Layout and normal installation | Supervision; unusual access; premium time | Straight-run baseline; fittings, supports, bends and penetrations can be separate line items. | Original estimating baseline; calibrate to company history |  |  | Yes | UNVERIFIED - MODEL BASELINE | Estim8r original model baseline | N/A | [7 empty] | NO | Do not use as an authoritative bid labor unit until verified against a permitted source or company production history.
EL-01006 | 26 | Raceways | Fittings | Install FMC Connector | 1-1/4 in | FMC | EA | 0.0992 | 0.0992 | 0.124 | 0.149 | Electrician |  | All | Both | Layout and normal installation | Supervision; unusual access; premium time |  | Original estimating baseline; calibrate to company history |  |  | Yes | UNVERIFIED - MODEL BASELINE | Estim8r original model baseline | N/A | [7 empty] | NO | Do not use as an authoritative bid labor unit until verified against a permitted source or company production history.
EL-01007 | 26 | Raceways | Fittings | Install FMC Coupling | 1-1/4 in | FMC | EA | 0.0868 | 0.0868 | 0.108 | 0.13 | Electrician |  | All | Both | Layout and normal installation | Supervision; unusual access; premium time |  | Original estimating baseline; calibrate to company history |  |  | Yes | UNVERIFIED - MODEL BASELINE | Estim8r original model baseline | N/A | [7 empty] | NO | Do not use as an authoritative bid labor unit until verified against a permitted source or company production history.
EL-01008 | 26 | Raceways | Fittings | Install FMC Factory elbow | 1-1/4 in | FMC | EA | 0.2232 | 0.2232 | 0.279 | 0.335 | Electrician |  | All | Both | Layout and normal installation | Supervision; unusual access; premium time |  | Original estimating baseline; calibrate to company history |  |  | Yes | UNVERIFIED - MODEL BASELINE | Estim8r original model baseline | N/A | [7 empty] | NO | Do not use as an authoritative bid labor unit until verified against a permitted source or company production history.
EL-01009 | 26 | Raceways | Fittings | Install FMC Conduit body | 1-1/4 in | FMC | EA | 0.2728 | 0.2728 | 0.341 | 0.409 | Electrician |  | All | Both | Layout and normal installation | Supervision; unusual access; premium time |  | Original estimating baseline; calibrate to company history |  |  | Yes | UNVERIFIED - MODEL BASELINE | Estim8r original model baseline | N/A | [7 empty] | NO | Do not use as an authoritative bid labor unit until verified against a permitted source or company production history.
EL-01010 | 26 | Raceways | Fittings | Install FMC Bushing | 1-1/4 in | FMC | EA | 0.062 | 0.062 | 0.077 | 0.093 | Electrician |  | All | Both | Layout and normal installation | Supervision; unusual access; premium time |  | Original estimating baseline; calibrate to company history |  |  | Yes | UNVERIFIED - MODEL BASELINE | Estim8r original model baseline | N/A | [7 empty] | NO | Do not use as an authoritative bid labor unit until verified against a permitted source or company production history.
EL-01011 | 26 | Raceways | Fittings | Install FMC Grounding bushing | 1-1/4 in | FMC | EA | 0.1984 | 0.1984 | 0.248 | 0.298 | Electrician |  | All | Both | Layout and normal installation | Supervision; unusual access; premium time |  | Original estimating baseline; calibrate to company history |  |  | Yes | UNVERIFIED - MODEL BASELINE | Estim8r original model baseline | N/A | [7 empty] | NO | Do not use as an authoritative bid labor unit until verified against a permitted source or company production history.
EL-01012 | 26 | Raceways | Fittings | Install FMC Locknut | 1-1/4 in | FMC | EA | 0.0434 | 0.0434 | 0.054 | 0.065 | Electrician |  | All | Both | Layout and normal installation | Supervision; unusual access; premium time |  | Original estimating baseline; calibrate to company history |  |  | Yes | UNVERIFIED - MODEL BASELINE | Estim8r original model baseline | N/A | [7 empty] | NO | Do not use as an authoritative bid labor unit until verified against a permitted source or company production history.
EL-01013 | 26 | Raceways | Fittings | Install FMC Sealing fitting | 1-1/4 in | FMC | EA | 0.682 | 0.682 | 0.853 | 1.023 | Electrician |  | All | Both | Layout and normal installation | Supervision; unusual access; premium time |  | Original estimating baseline; calibrate to company history |  |  | Yes | UNVERIFIED - MODEL BASELINE | Estim8r original model baseline | N/A | [7 empty] | NO | Do not use as an authoritative bid labor unit until verified against a permitted source or company production history.
EL-01014 | 26 | Raceways | Conduit Installation | Install FMC | 1-1/2 in | FMC | LF | 0.0525 | 0.0525 | 0.066 | 0.079 | Electrician |  | All | Both | Layout and normal installation | Supervision; unusual access; premium time | Straight-run baseline; fittings, supports, bends and penetrations can be separate line items. | Original estimating baseline; calibrate to company history |  |  | Yes | UNVERIFIED - MODEL BASELINE | Estim8r original model baseline | N/A | [7 empty] | NO | Do not use as an authoritative bid labor unit until verified against a permitted source or company production history.
EL-01015 | 26 | Raceways | Fittings | Install FMC Connector | 1-1/2 in | FMC | EA | 0.1056 | 0.1056 | 0.132 | 0.158 | Electrician |  | All | Both | Layout and normal installation | Supervision; unusual access; premium time |  | Original estimating baseline; calibrate to company history |  |  | Yes | UNVERIFIED - MODEL BASELINE | Estim8r original model baseline | N/A | [7 empty] | NO | Do not use as an authoritative bid labor unit until verified against a permitted source or company production history.
EL-01016 | 26 | Raceways | Fittings | Install FMC Coupling | 1-1/2 in | FMC | EA | 0.0924 | 0.0924 | 0.116 | 0.139 | Electrician |  | All | Both | Layout and normal installation | Supervision; unusual access; premium time |  | Original estimating baseline; calibrate to company history |  |  | Yes | UNVERIFIED - MODEL BASELINE | Estim8r original model baseline | N/A | [7 empty] | NO | Do not use as an authoritative bid labor unit until verified against a permitted source or company production history.
EL-01017 | 26 | Raceways | Fittings | Install FMC Factory elbow | 1-1/2 in | FMC | EA | 0.2376 | 0.2376 | 0.297 | 0.356 | Electrician |  | All | Both | Layout and normal installation | Supervision; unusual access; premium time |  | Original estimating baseline; calibrate to company history |  |  | Yes | UNVERIFIED - MODEL BASELINE | Estim8r original model baseline | N/A | [7 empty] | NO | Do not use as an authoritative bid labor unit until verified against a permitted source or company production history.
EL-01018 | 26 | Raceways | Fittings | Install FMC Conduit body | 1-1/2 in | FMC | EA | 0.2904 | 0.2904 | 0.363 | 0.436 | Electrician |  | All | Both | Layout and normal installation | Supervision; unusual access; premium time |  | Original estimating baseline; calibrate to company history |  |  | Yes | UNVERIFIED - MODEL BASELINE | Estim8r original model baseline | N/A | [7 empty] | NO | Do not use as an authoritative bid labor unit until verified against a permitted source or company production history.
EL-01019 | 26 | Raceways | Fittings | Install FMC Bushing | 1-1/2 in | FMC | EA | 0.066 | 0.066 | 0.083 | 0.099 | Electrician |  | All | Both | Layout and normal installation | Supervision; unusual access; premium time |  | Original estimating baseline; calibrate to company history |  |  | Yes | UNVERIFIED - MODEL BASELINE | Estim8r original model baseline | N/A | [7 empty] | NO | Do not use as an authoritative bid labor unit until verified against a permitted source or company production history.
EL-01020 | 26 | Raceways | Fittings | Install FMC Grounding bushing | 1-1/2 in | FMC | EA | 0.2112 | 0.2112 | 0.264 | 0.317 | Electrician |  | All | Both | Layout and normal installation | Supervision; unusual access; premium time |  | Original estimating baseline; calibrate to company history |  |  | Yes | UNVERIFIED - MODEL BASELINE | Estim8r original model baseline | N/A | [7 empty] | NO | Do not use as an authoritative bid labor unit until verified against a permitted source or company production history.
EL-01021 | 26 | Raceways | Fittings | Install FMC Locknut | 1-1/2 in | FMC | EA | 0.0462 | 0.0462 | 0.058 | 0.069 | Electrician |  | All | Both | Layout and normal installation | Supervision; unusual access; premium time |  | Original estimating baseline; calibrate to company history |  |  | Yes | UNVERIFIED - MODEL BASELINE | Estim8r original model baseline | N/A | [7 empty] | NO | Do not use as an authoritative bid labor unit until verified against a permitted source or company production history.
EL-01022 | 26 | Raceways | Fittings | Install FMC Sealing fitting | 1-1/2 in | FMC | EA | 0.726 | 0.726 | 0.908 | 1.089 | Electrician |  | All | Both | Layout and normal installation | Supervision; unusual access; premium time |  | Original estimating baseline; calibrate to company history |  |  | Yes | UNVERIFIED - MODEL BASELINE | Estim8r original model baseline | N/A | [7 empty] | NO | Do not use as an authoritative bid labor unit until verified against a permitted source or company production history.
EL-01023 | 26 | Raceways | Conduit Installation | Install FMC | 2 in | FMC | LF | 0.063 | 0.063 | 0.079 | 0.095 | Electrician |  | All | Both | Layout and normal installation | Supervision; unusual access; premium time | Straight-run baseline; fittings, supports, bends and penetrations can be separate line items. | Original estimating baseline; calibrate to company history |  |  | Yes | UNVERIFIED - MODEL BASELINE | Estim8r original model baseline | N/A | [7 empty] | NO | Do not use as an authoritative bid labor unit until verified against a permitted source or company production history.
EL-01024 | 26 | Raceways | Fittings | Install FMC Connector | 2 in | FMC | EA | 0.112 | 0.112 | 0.14 | 0.168 | Electrician |  | All | Both | Layout and normal installation | Supervision; unusual access; premium time |  | Original estimating baseline; calibrate to company history |  |  | Yes | UNVERIFIED - MODEL BASELINE | Estim8r original model baseline | N/A | [7 empty] | NO | Do not use as an authoritative bid labor unit until verified against a permitted source or company production history.
EL-01025 | 26 | Raceways | Fittings | Install FMC Coupling | 2 in | FMC | EA | 0.098 | 0.098 | 0.122 | 0.147 | Electrician |  | All | Both | Layout and normal installation | Supervision; unusual access; premium time |  | Original estimating baseline; calibrate to company history |  |  | Yes | UNVERIFIED - MODEL BASELINE | Estim8r original model baseline | N/A | [7 empty] | NO | Do not use as an authoritative bid labor unit until verified against a permitted source or company production history.
EL-01026 | 26 | Raceways | Fittings | Install FMC Factory elbow | 2 in | FMC | EA | 0.252 | 0.252 | 0.315 | 0.378 | Electrician |  | All | Both | Layout and normal installation | Supervision; unusual access; premium time |  | Original estimating baseline; calibrate to company history |  |  | Yes | UNVERIFIED - MODEL BASELINE | Estim8r original model baseline | N/A | [7 empty] | NO | Do not use as an authoritative bid labor unit until verified against a permitted source or company production history.
EL-01027 | 26 | Raceways | Fittings | Install FMC Conduit body | 2 in | FMC | EA | 0.308 | 0.308 | 0.385 | 0.462 | Electrician |  | All | Both | Layout and normal installation | Supervision; unusual access; premium time |  | Original estimating baseline; calibrate to company history |  |  | Yes | UNVERIFIED - MODEL BASELINE | Estim8r original model baseline | N/A | [7 empty] | NO | Do not use as an authoritative bid labor unit until verified against a permitted source or company production history.
EL-01028 | 26 | Raceways | Fittings | Install FMC Bushing | 2 in | FMC | EA | 0.07 | 0.07 | 0.087 | 0.105 | Electrician |  | All | Both | Layout and normal installation | Supervision; unusual access; premium time |  | Original estimating baseline; calibrate to company history |  |  | Yes | UNVERIFIED - MODEL BASELINE | Estim8r original model baseline | N/A | [7 empty] | NO | Do not use as an authoritative bid labor unit until verified against a permitted source or company production history.
EL-01029 | 26 | Raceways | Fittings | Install FMC Grounding bushing | 2 in | FMC | EA | 0.224 | 0.224 | 0.28 | 0.336 | Electrician |  | All | Both | Layout and normal installation | Supervision; unusual access; premium time |  | Original estimating baseline; calibrate to company history |  |  | Yes | UNVERIFIED - MODEL BASELINE | Estim8r original model baseline | N/A | [7 empty] | NO | Do not use as an authoritative bid labor unit until verified against a permitted source or company production history.
EL-01030 | 26 | Raceways | Fittings | Install FMC Locknut | 2 in | FMC | EA | 0.049 | 0.049 | 0.061 | 0.074 | Electrician |  | All | Both | Layout and normal installation | Supervision; unusual access; premium time |  | Original estimating baseline; calibrate to company history |  |  | Yes | UNVERIFIED - MODEL BASELINE | Estim8r original model baseline | N/A | [7 empty] | NO | Do not use as an authoritative bid labor unit until verified against a permitted source or company production history.
EL-01031 | 26 | Raceways | Fittings | Install FMC Sealing fitting | 2 in | FMC | EA | 0.77 | 0.77 | 0.963 | 1.155 | Electrician |  | All | Both | Layout and normal installation | Supervision; unusual access; premium time |  | Original estimating baseline; calibrate to company history |  |  | Yes | UNVERIFIED - MODEL BASELINE | Estim8r original model baseline | N/A | [7 empty] | NO | Do not use as an authoritative bid labor unit until verified against a permitted source or company production history.
EL-01032 | 26 | Raceways | Conduit Installation | Install FMC | 2-1/2 in | FMC | LF | 0.0805 | 0.0805 | 0.101 | 0.121 | Electrician |  | All | Both | Layout and normal installation | Supervision; unusual access; premium time | Straight-run baseline; fittings, supports, bends and penetrations can be separate line items. | Original estimating baseline; calibrate to company history |  |  | Yes | UNVERIFIED - MODEL BASELINE | Estim8r original model baseline | N/A | [7 empty] | NO | Do not use as an authoritative bid labor unit until verified against a permitted source or company production history.
EL-01033 | 26 | Raceways | Fittings | Install FMC Connector | 2-1/2 in | FMC | EA | 0.1184 | 0.1184 | 0.148 | 0.178 | Electrician |  | All | Both | Layout and normal installation | Supervision; unusual access; premium time |  | Original estimating baseline; calibrate to company history |  |  | Yes | UNVERIFIED - MODEL BASELINE | Estim8r original model baseline | N/A | [7 empty] | NO | Do not use as an authoritative bid labor unit until verified against a permitted source or company production history.
EL-01034 | 26 | Raceways | Fittings | Install FMC Coupling | 2-1/2 in | FMC | EA | 0.1036 | 0.1036 | 0.13 | 0.155 | Electrician |  | All | Both | Layout and normal installation | Supervision; unusual access; premium time |  | Original estimating baseline; calibrate to company history |  |  | Yes | UNVERIFIED - MODEL BASELINE | Estim8r original model baseline | N/A | [7 empty] | NO | Do not use as an authoritative bid labor unit until verified against a permitted source or company production history.
EL-01035 | 26 | Raceways | Fittings | Install FMC Factory elbow | 2-1/2 in | FMC | EA | 0.2664 | 0.2664 | 0.333 | 0.4 | Electrician |  | All | Both | Layout and normal installation | Supervision; unusual access; premium time |  | Original estimating baseline; calibrate to company history |  |  | Yes | UNVERIFIED - MODEL BASELINE | Estim8r original model baseline | N/A | [7 empty] | NO | Do not use as an authoritative bid labor unit until verified against a permitted source or company production history.
EL-01036 | 26 | Raceways | Fittings | Install FMC Conduit body | 2-1/2 in | FMC | EA | 0.3256 | 0.3256 | 0.407 | 0.488 | Electrician |  | All | Both | Layout and normal installation | Supervision; unusual access; premium time |  | Original estimating baseline; calibrate to company history |  |  | Yes | UNVERIFIED - MODEL BASELINE | Estim8r original model baseline | N/A | [7 empty] | NO | Do not use as an authoritative bid labor unit until verified against a permitted source or company production history.
EL-01037 | 26 | Raceways | Fittings | Install FMC Bushing | 2-1/2 in | FMC | EA | 0.074 | 0.074 | 0.092 | 0.111 | Electrician |  | All | Both | Layout and normal installation | Supervision; unusual access; premium time |  | Original estimating baseline; calibrate to company history |  |  | Yes | UNVERIFIED - MODEL BASELINE | Estim8r original model baseline | N/A | [7 empty] | NO | Do not use as an authoritative bid labor unit until verified against a permitted source or company production history.
EL-01038 | 26 | Raceways | Fittings | Install FMC Grounding bushing | 2-1/2 in | FMC | EA | 0.2368 | 0.2368 | 0.296 | 0.355 | Electrician |  | All | Both | Layout and normal installation | Supervision; unusual access; premium time |  | Original estimating baseline; calibrate to company history |  |  | Yes | UNVERIFIED - MODEL BASELINE | Estim8r original model baseline | N/A | [7 empty] | NO | Do not use as an authoritative bid labor unit until verified against a permitted source or company production history.
EL-01039 | 26 | Raceways | Fittings | Install FMC Locknut | 2-1/2 in | FMC | EA | 0.0518 | 0.0518 | 0.065 | 0.078 | Electrician |  | All | Both | Layout and normal installation | Supervision; unusual access; premium time |  | Original estimating baseline; calibrate to company history |  |  | Yes | UNVERIFIED - MODEL BASELINE | Estim8r original model baseline | N/A | [7 empty] | NO | Do not use as an authoritative bid labor unit until verified against a permitted source or company production history.
EL-01040 | 26 | Raceways | Fittings | Install FMC Sealing fitting | 2-1/2 in | FMC | EA | 0.814 | 0.814 | 1.018 | 1.221 | Electrician |  | All | Both | Layout and normal installation | Supervision; unusual access; premium time |  | Original estimating baseline; calibrate to company history |  |  | Yes | UNVERIFIED - MODEL BASELINE | Estim8r original model baseline | N/A | [7 empty] | NO | Do not use as an authoritative bid labor unit until verified against a permitted source or company production history.
EL-01041 | 26 | Raceways | Conduit Installation | Install LFMC | 1/2 in | LFMC | LF | 0.0304 | 0.0304 | 0.038 | 0.046 | Electrician |  | All | Both | Layout and normal installation | Supervision; unusual access; premium time | Straight-run baseline; fittings, supports, bends and penetrations can be separate line items. | Original estimating baseline; calibrate to company history |  |  | Yes | UNVERIFIED - MODEL BASELINE | Estim8r original model baseline | N/A | [7 empty] | NO | Do not use as an authoritative bid labor unit until verified against a permitted source or company production history.
EL-01042 | 26 | Raceways | Fittings | Install LFMC Connector | 1/2 in | LFMC | EA | 0.08 | 0.08 | 0.1 | 0.12 | Electrician |  | All | Both | Layout and normal installation | Supervision; unusual access; premium time |  | Original estimating baseline; calibrate to company history |  |  | Yes | UNVERIFIED - MODEL BASELINE | Estim8r original model baseline | N/A | [7 empty] | NO | Do not use as an authoritative bid labor unit until verified against a permitted source or company production history.
EL-01043 | 26 | Raceways | Fittings | Install LFMC Coupling | 1/2 in | LFMC | EA | 0.07 | 0.07 | 0.088 | 0.105 | Electrician |  | All | Both | Layout and normal installation | Supervision; unusual access; premium time |  | Original estimating baseline; calibrate to company history |  |  | Yes | UNVERIFIED - MODEL BASELINE | Estim8r original model baseline | N/A | [7 empty] | NO | Do not use as an authoritative bid labor unit until verified against a permitted source or company production history.
EL-01044 | 26 | Raceways | Fittings | Install LFMC Factory elbow | 1/2 in | LFMC | EA | 0.18 | 0.18 | 0.225 | 0.27 | Electrician |  | All | Both | Layout and normal installation | Supervision; unusual access; premium time |  | Original estimating baseline; calibrate to company history |  |  | Yes | UNVERIFIED - MODEL BASELINE | Estim8r original model baseline | N/A | [7 empty] | NO | Do not use as an authoritative bid labor unit until verified against a permitted source or company production history.
EL-01045 | 26 | Raceways | Fittings | Install LFMC Conduit body | 1/2 in | LFMC | EA | 0.22 | 0.22 | 0.275 | 0.33 | Electrician |  | All | Both | Layout and normal installation | Supervision; unusual access; premium time |  | Original estimating baseline; calibrate to company history |  |  | Yes | UNVERIFIED - MODEL BASELINE | Estim8r original model baseline | N/A | [7 empty] | NO | Do not use as an authoritative bid labor unit until verified against a permitted source or company production history.
EL-01046 | 26 | Raceways | Fittings | Install LFMC Bushing | 1/2 in | LFMC | EA | 0.05 | 0.05 | 0.062 | 0.075 | Electrician |  | All | Both | Layout and normal installation | Supervision; unusual access; premium time |  | Original estimating baseline; calibrate to company history |  |  | Yes | UNVERIFIED - MODEL BASELINE | Estim8r original model baseline | N/A | [7 empty] | NO | Do not use as an authoritative bid labor unit until verified against a permitted source or company production history.
EL-01047 | 26 | Raceways | Fittings | Install LFMC Grounding bushing | 1/2 in | LFMC | EA | 0.16 | 0.16 | 0.2 | 0.24 | Electrician |  | All | Both | Layout and normal installation | Supervision; unusual access; premium time |  | Original estimating baseline; calibrate to company history |  |  | Yes | UNVERIFIED - MODEL BASELINE | Estim8r original model baseline | N/A | [7 empty] | NO | Do not use as an authoritative bid labor unit until verified against a permitted source or company production history.
EL-01048 | 26 | Raceways | Fittings | Install LFMC Locknut | 1/2 in | LFMC | EA | 0.035 | 0.035 | 0.044 | 0.053 | Electrician |  | All | Both | Layout and normal installation | Supervision; unusual access; premium time |  | Original estimating baseline; calibrate to company history |  |  | Yes | UNVERIFIED - MODEL BASELINE | Estim8r original model baseline | N/A | [7 empty] | NO | Do not use as an authoritative bid labor unit until verified against a permitted source or company production history.
EL-01049 | 26 | Raceways | Fittings | Install LFMC Sealing fitting | 1/2 in | LFMC | EA | 0.55 | 0.55 | 0.688 | 0.825 | Electrician |  | All | Both | Layout and normal installation | Supervision; unusual access; premium time |  | Original estimating baseline; calibrate to company history |  |  | Yes | UNVERIFIED - MODEL BASELINE | Estim8r original model baseline | N/A | [7 empty] | NO | Do not use as an authoritative bid labor unit until verified against a permitted source or company production history.
EL-01050 | 26 | Raceways | Conduit Installation | Install LFMC | 3/4 in | LFMC | LF | 0.036 | 0.036 | 0.045 | 0.054 | Electrician |  | All | Both | Layout and normal installation | Supervision; unusual access; premium time | Straight-run baseline; fittings, supports, bends and penetrations can be separate line items. | Original estimating baseline; calibrate to company history |  |  | Yes | UNVERIFIED - MODEL BASELINE | Estim8r original model baseline | N/A | [7 empty] | NO | Do not use as an authoritative bid labor unit until verified against a permitted source or company production history.
EL-01051 | 26 | Raceways | Fittings | Install LFMC Connector | 3/4 in | LFMC | EA | 0.0864 | 0.0864 | 0.108 | 0.13 | Electrician |  | All | Both | Layout and normal installation | Supervision; unusual access; premium time |  | Original estimating baseline; calibrate to company history |  |  | Yes | UNVERIFIED - MODEL BASELINE | Estim8r original model baseline | N/A | [7 empty] | NO | Do not use as an authoritative bid labor unit until verified against a permitted source or company production history.
EL-01052 | 26 | Raceways | Fittings | Install LFMC Coupling | 3/4 in | LFMC | EA | 0.0756 | 0.0756 | 0.095 | 0.113 | Electrician |  | All | Both | Layout and normal installation | Supervision; unusual access; premium time |  | Original estimating baseline; calibrate to company history |  |  | Yes | UNVERIFIED - MODEL BASELINE | Estim8r original model baseline | N/A | [7 empty] | NO | Do not use as an authoritative bid labor unit until verified against a permitted source or company production history.
EL-01053 | 26 | Raceways | Fittings | Install LFMC Factory elbow | 3/4 in | LFMC | EA | 0.1944 | 0.1944 | 0.243 | 0.292 | Electrician |  | All | Both | Layout and normal installation | Supervision; unusual access; premium time |  | Original estimating baseline; calibrate to company history |  |  | Yes | UNVERIFIED - MODEL BASELINE | Estim8r original model baseline | N/A | [7 empty] | NO | Do not use as an authoritative bid labor unit until verified against a permitted source or company production history.
EL-01054 | 26 | Raceways | Fittings | Install LFMC Conduit body | 3/4 in | LFMC | EA | 0.2376 | 0.2376 | 0.297 | 0.356 | Electrician |  | All | Both | Layout and normal installation | Supervision; unusual access; premium time |  | Original estimating baseline; calibrate to company history |  |  | Yes | UNVERIFIED - MODEL BASELINE | Estim8r original model baseline | N/A | [7 empty] | NO | Do not use as an authoritative bid labor unit until verified against a permitted source or company production history.
EL-01055 | 26 | Raceways | Fittings | Install LFMC Bushing | 3/4 in | LFMC | EA | 0.054 | 0.054 | 0.068 | 0.081 | Electrician |  | All | Both | Layout and normal installation | Supervision; unusual access; premium time |  | Original estimating baseline; calibrate to company history |  |  | Yes | UNVERIFIED - MODEL BASELINE | Estim8r original model baseline | N/A | [7 empty] | NO | Do not use as an authoritative bid labor unit until verified against a permitted source or company production history.
EL-01056 | 26 | Raceways | Fittings | Install LFMC Grounding bushing | 3/4 in | LFMC | EA | 0.1728 | 0.1728 | 0.216 | 0.259 | Electrician |  | All | Both | Layout and normal installation | Supervision; unusual access; premium time |  | Original estimating baseline; calibrate to company history |  |  | Yes | UNVERIFIED - MODEL BASELINE | Estim8r original model baseline | N/A | [7 empty] | NO | Do not use as an authoritative bid labor unit until verified against a permitted source or company production history.
EL-01057 | 26 | Raceways | Fittings | Install LFMC Locknut | 3/4 in | LFMC | EA | 0.0378 | 0.0378 | 0.047 | 0.057 | Electrician |  | All | Both | Layout and normal installation | Supervision; unusual access; premium time |  | Original estimating baseline; calibrate to company history |  |  | Yes | UNVERIFIED - MODEL BASELINE | Estim8r original model baseline | N/A | [7 empty] | NO | Do not use as an authoritative bid labor unit until verified against a permitted source or company production history.
EL-01058 | 26 | Raceways | Fittings | Install LFMC Sealing fitting | 3/4 in | LFMC | EA | 0.594 | 0.594 | 0.743 | 0.891 | Electrician |  | All | Both | Layout and normal installation | Supervision; unusual access; premium time |  | Original estimating baseline; calibrate to company history |  |  | Yes | UNVERIFIED - MODEL BASELINE | Estim8r original model baseline | N/A | [7 empty] | NO | Do not use as an authoritative bid labor unit until verified against a permitted source or company production history.
EL-01059 | 26 | Raceways | Conduit Installation | Install LFMC | 1 in | LFMC | LF | 0.0416 | 0.0416 | 0.052 | 0.062 | Electrician |  | All | Both | Layout and normal installation | Supervision; unusual access; premium time | Straight-run baseline; fittings, supports, bends and penetrations can be separate line items. | Original estimating baseline; calibrate to company history |  |  | Yes | UNVERIFIED - MODEL BASELINE | Estim8r original model baseline | N/A | [7 empty] | NO | Do not use as an authoritative bid labor unit until verified against a permitted source or company production history.
EL-01060 | 26 | Raceways | Fittings | Install LFMC Connector | 1 in | LFMC | EA | 0.0928 | 0.0928 | 0.116 | 0.139 | Electrician |  | All | Both | Layout and normal installation | Supervision; unusual access; premium time |  | Original estimating baseline; calibrate to company history |  |  | Yes | UNVERIFIED - MODEL BASELINE | Estim8r original model baseline | N/A | [7 empty] | NO | Do not use as an authoritative bid labor unit until verified against a permitted source or company production history.
EL-01061 | 26 | Raceways | Fittings | Install LFMC Coupling | 1 in | LFMC | EA | 0.0812 | 0.0812 | 0.102 | 0.122 | Electrician |  | All | Both | Layout and normal installation | Supervision; unusual access; premium time |  | Original estimating baseline; calibrate to company history |  |  | Yes | UNVERIFIED - MODEL BASELINE | Estim8r original model baseline | N/A | [7 empty] | NO | Do not use as an authoritative bid labor unit until verified against a permitted source or company production history.
EL-01062 | 26 | Raceways | Fittings | Install LFMC Factory elbow | 1 in | LFMC | EA | 0.2088 | 0.2088 | 0.261 | 0.313 | Electrician |  | All | Both | Layout and normal installation | Supervision; unusual access; premium time |  | Original estimating baseline; calibrate to company history |  |  | Yes | UNVERIFIED - MODEL BASELINE | Estim8r original model baseline | N/A | [7 empty] | NO | Do not use as an authoritative bid labor unit until verified against a permitted source or company production history.
EL-01063 | 26 | Raceways | Fittings | Install LFMC Conduit body | 1 in | LFMC | EA | 0.2552 | 0.2552 | 0.319 | 0.383 | Electrician |  | All | Both | Layout and normal installation | Supervision; unusual access; premium time |  | Original estimating baseline; calibrate to company history |  |  | Yes | UNVERIFIED - MODEL BASELINE | Estim8r original model baseline | N/A | [7 empty] | NO | Do not use as an authoritative bid labor unit until verified against a permitted source or company production history.
EL-01064 | 26 | Raceways | Fittings | Install LFMC Bushing | 1 in | LFMC | EA | 0.058 | 0.058 | 0.072 | 0.087 | Electrician |  | All | Both | Layout and normal installation | Supervision; unusual access; premium time |  | Original estimating baseline; calibrate to company history |  |  | Yes | UNVERIFIED - MODEL BASELINE | Estim8r original model baseline | N/A | [7 empty] | NO | Do not use as an authoritative bid labor unit until verified against a permitted source or company production history.
EL-01065 | 26 | Raceways | Fittings | Install LFMC Grounding bushing | 1 in | LFMC | EA | 0.1856 | 0.1856 | 0.232 | 0.278 | Electrician |  | All | Both | Layout and normal installation | Supervision; unusual access; premium time |  | Original estimating baseline; calibrate to company history |  |  | Yes | UNVERIFIED - MODEL BASELINE | Estim8r original model baseline | N/A | [7 empty] | NO | Do not use as an authoritative bid labor unit until verified against a permitted source or company production history.
EL-01066 | 26 | Raceways | Fittings | Install LFMC Locknut | 1 in | LFMC | EA | 0.0406 | 0.0406 | 0.051 | 0.061 | Electrician |  | All | Both | Layout and normal installation | Supervision; unusual access; premium time |  | Original estimating baseline; calibrate to company history |  |  | Yes | UNVERIFIED - MODEL BASELINE | Estim8r original model baseline | N/A | [7 empty] | NO | Do not use as an authoritative bid labor unit until verified against a permitted source or company production history.
EL-01067 | 26 | Raceways | Fittings | Install LFMC Sealing fitting | 1 in | LFMC | EA | 0.638 | 0.638 | 0.797 | 0.957 | Electrician |  | All | Both | Layout and normal installation | Supervision; unusual access; premium time |  | Original estimating baseline; calibrate to company history |  |  | Yes | UNVERIFIED - MODEL BASELINE | Estim8r original model baseline | N/A | [7 empty] | NO | Do not use as an authoritative bid labor unit until verified against a permitted source or company production history.
EL-01068 | 26 | Raceways | Conduit Installation | Install LFMC | 1-1/4 in | LFMC | LF | 0.052 | 0.052 | 0.065 | 0.078 | Electrician |  | All | Both | Layout and normal installation | Supervision; unusual access; premium time | Straight-run baseline; fittings, supports, bends and penetrations can be separate line items. | Original estimating baseline; calibrate to company history |  |  | Yes | UNVERIFIED - MODEL BASELINE | Estim8r original model baseline | N/A | [7 empty] | NO | Do not use as an authoritative bid labor unit until verified against a permitted source or company production history.
EL-01069 | 26 | Raceways | Fittings | Install LFMC Connector | 1-1/4 in | LFMC | EA | 0.0992 | 0.0992 | 0.124 | 0.149 | Electrician |  | All | Both | Layout and normal installation | Supervision; unusual access; premium time |  | Original estimating baseline; calibrate to company history |  |  | Yes | UNVERIFIED - MODEL BASELINE | Estim8r original model baseline | N/A | [7 empty] | NO | Do not use as an authoritative bid labor unit until verified against a permitted source or company production history.
EL-01070 | 26 | Raceways | Fittings | Install LFMC Coupling | 1-1/4 in | LFMC | EA | 0.0868 | 0.0868 | 0.108 | 0.13 | Electrician |  | All | Both | Layout and normal installation | Supervision; unusual access; premium time |  | Original estimating baseline; calibrate to company history |  |  | Yes | UNVERIFIED - MODEL BASELINE | Estim8r original model baseline | N/A | [7 empty] | NO | Do not use as an authoritative bid labor unit until verified against a permitted source or company production history.
EL-01071 | 26 | Raceways | Fittings | Install LFMC Factory elbow | 1-1/4 in | LFMC | EA | 0.2232 | 0.2232 | 0.279 | 0.335 | Electrician |  | All | Both | Layout and normal installation | Supervision; unusual access; premium time |  | Original estimating baseline; calibrate to company history |  |  | Yes | UNVERIFIED - MODEL BASELINE | Estim8r original model baseline | N/A | [7 empty] | NO | Do not use as an authoritative bid labor unit until verified against a permitted source or company production history.
EL-01072 | 26 | Raceways | Fittings | Install LFMC Conduit body | 1-1/4 in | LFMC | EA | 0.2728 | 0.2728 | 0.341 | 0.409 | Electrician |  | All | Both | Layout and normal installation | Supervision; unusual access; premium time |  | Original estimating baseline; calibrate to company history |  |  | Yes | UNVERIFIED - MODEL BASELINE | Estim8r original model baseline | N/A | [7 empty] | NO | Do not use as an authoritative bid labor unit until verified against a permitted source or company production history.
EL-01073 | 26 | Raceways | Fittings | Install LFMC Bushing | 1-1/4 in | LFMC | EA | 0.062 | 0.062 | 0.077 | 0.093 | Electrician |  | All | Both | Layout and normal installation | Supervision; unusual access; premium time |  | Original estimating baseline; calibrate to company history |  |  | Yes | UNVERIFIED - MODEL BASELINE | Estim8r original model baseline | N/A | [7 empty] | NO | Do not use as an authoritative bid labor unit until verified against a permitted source or company production history.
EL-01074 | 26 | Raceways | Fittings | Install LFMC Grounding bushing | 1-1/4 in | LFMC | EA | 0.1984 | 0.1984 | 0.248 | 0.298 | Electrician |  | All | Both | Layout and normal installation | Supervision; unusual access; premium time |  | Original estimating baseline; calibrate to company history |  |  | Yes | UNVERIFIED - MODEL BASELINE | Estim8r original model baseline | N/A | [7 empty] | NO | Do not use as an authoritative bid labor unit until verified against a permitted source or company production history.
EL-01075 | 26 | Raceways | Fittings | Install LFMC Locknut | 1-1/4 in | LFMC | EA | 0.0434 | 0.0434 | 0.054 | 0.065 | Electrician |  | All | Both | Layout and normal installation | Supervision; unusual access; premium time |  | Original estimating baseline; calibrate to company history |  |  | Yes | UNVERIFIED - MODEL BASELINE | Estim8r original model baseline | N/A | [7 empty] | NO | Do not use as an authoritative bid labor unit until verified against a permitted source or company production history.
EL-01076 | 26 | Raceways | Fittings | Install LFMC Sealing fitting | 1-1/4 in | LFMC | EA | 0.682 | 0.682 | 0.853 | 1.023 | Electrician |  | All | Both | Layout and normal installation | Supervision; unusual access; premium time |  | Original estimating baseline; calibrate to company history |  |  | Yes | UNVERIFIED - MODEL BASELINE | Estim8r original model baseline | N/A | [7 empty] | NO | Do not use as an authoritative bid labor unit until verified against a permitted source or company production history.
EL-01077 | 26 | Raceways | Conduit Installation | Install LFMC | 1-1/2 in | LFMC | LF | 0.06 | 0.06 | 0.075 | 0.09 | Electrician |  | All | Both | Layout and normal installation | Supervision; unusual access; premium time | Straight-run baseline; fittings, supports, bends and penetrations can be separate line items. | Original estimating baseline; calibrate to company history |  |  | Yes | UNVERIFIED - MODEL BASELINE | Estim8r original model baseline | N/A | [7 empty] | NO | Do not use as an authoritative bid labor unit until verified against a permitted source or company production history.
EL-01078 | 26 | Raceways | Fittings | Install LFMC Connector | 1-1/2 in | LFMC | EA | 0.1056 | 0.1056 | 0.132 | 0.158 | Electrician |  | All | Both | Layout and normal installation | Supervision; unusual access; premium time |  | Original estimating baseline; calibrate to company history |  |  | Yes | UNVERIFIED - MODEL BASELINE | Estim8r original model baseline | N/A | [7 empty] | NO | Do not use as an authoritative bid labor unit until verified against a permitted source or company production history.
EL-01079 | 26 | Raceways | Fittings | Install LFMC Coupling | 1-1/2 in | LFMC | EA | 0.0924 | 0.0924 | 0.116 | 0.139 | Electrician |  | All | Both | Layout and normal installation | Supervision; unusual access; premium time |  | Original estimating baseline; calibrate to company history |  |  | Yes | UNVERIFIED - MODEL BASELINE | Estim8r original model baseline | N/A | [7 empty] | NO | Do not use as an authoritative bid labor unit until verified against a permitted source or company production history.
EL-01080 | 26 | Raceways | Fittings | Install LFMC Factory elbow | 1-1/2 in | LFMC | EA | 0.2376 | 0.2376 | 0.297 | 0.356 | Electrician |  | All | Both | Layout and normal installation | Supervision; unusual access; premium time |  | Original estimating baseline; calibrate to company history |  |  | Yes | UNVERIFIED - MODEL BASELINE | Estim8r original model baseline | N/A | [7 empty] | NO | Do not use as an authoritative bid labor unit until verified against a permitted source or company production history.
EL-01081 | 26 | Raceways | Fittings | Install LFMC Conduit body | 1-1/2 in | LFMC | EA | 0.2904 | 0.2904 | 0.363 | 0.436 | Electrician |  | All | Both | Layout and normal installation | Supervision; unusual access; premium time |  | Original estimating baseline; calibrate to company history |  |  | Yes | UNVERIFIED - MODEL BASELINE | Estim8r original model baseline | N/A | [7 empty] | NO | Do not use as an authoritative bid labor unit until verified against a permitted source or company production history.
EL-01082 | 26 | Raceways | Fittings | Install LFMC Bushing | 1-1/2 in | LFMC | EA | 0.066 | 0.066 | 0.083 | 0.099 | Electrician |  | All | Both | Layout and normal installation | Supervision; unusual access; premium time |  | Original estimating baseline; calibrate to company history |  |  | Yes | UNVERIFIED - MODEL BASELINE | Estim8r original model baseline | N/A | [7 empty] | NO | Do not use as an authoritative bid labor unit until verified against a permitted source or company production history.
EL-01083 | 26 | Raceways | Fittings | Install LFMC Grounding bushing | 1-1/2 in | LFMC | EA | 0.2112 | 0.2112 | 0.264 | 0.317 | Electrician |  | All | Both | Layout and normal installation | Supervision; unusual access; premium time |  | Original estimating baseline; calibrate to company history |  |  | Yes | UNVERIFIED - MODEL BASELINE | Estim8r original model baseline | N/A | [7 empty] | NO | Do not use as an authoritative bid labor unit until verified against a permitted source or company production history.
EL-01084 | 26 | Raceways | Fittings | Install LFMC Locknut | 1-1/2 in | LFMC | EA | 0.0462 | 0.0462 | 0.058 | 0.069 | Electrician |  | All | Both | Layout and normal installation | Supervision; unusual access; premium time |  | Original estimating baseline; calibrate to company history |  |  | Yes | UNVERIFIED - MODEL BASELINE | Estim8r original model baseline | N/A | [7 empty] | NO | Do not use as an authoritative bid labor unit until verified against a permitted source or company production history.
EL-01085 | 26 | Raceways | Fittings | Install LFMC Sealing fitting | 1-1/2 in | LFMC | EA | 0.726 | 0.726 | 0.908 | 1.089 | Electrician |  | All | Both | Layout and normal installation | Supervision; unusual access; premium time |  | Original estimating baseline; calibrate to company history |  |  | Yes | UNVERIFIED - MODEL BASELINE | Estim8r original model baseline | N/A | [7 empty] | NO | Do not use as an authoritative bid labor unit until verified against a permitted source or company production history.
EL-01086 | 26 | Raceways | Conduit Installation | Install LFMC | 2 in | LFMC | LF | 0.072 | 0.072 | 0.09 | 0.108 | Electrician |  | All | Both | Layout and normal installation | Supervision; unusual access; premium time | Straight-run baseline; fittings, supports, bends and penetrations can be separate line items. | Original estimating baseline; calibrate to company history |  |  | Yes | UNVERIFIED - MODEL BASELINE | Estim8r original model baseline | N/A | [7 empty] | NO | Do not use as an authoritative bid labor unit until verified against a permitted source or company production history.
EL-01087 | 26 | Raceways | Fittings | Install LFMC Connector | 2 in | LFMC | EA | 0.112 | 0.112 | 0.14 | 0.168 | Electrician |  | All | Both | Layout and normal installation | Supervision; unusual access; premium time |  | Original estimating baseline; calibrate to company history |  |  | Yes | UNVERIFIED - MODEL BASELINE | Estim8r original model baseline | N/A | [7 empty] | NO | Do not use as an authoritative bid labor unit until verified against a permitted source or company production history.
EL-01088 | 26 | Raceways | Fittings | Install LFMC Coupling | 2 in | LFMC | EA | 0.098 | 0.098 | 0.122 | 0.147 | Electrician |  | All | Both | Layout and normal installation | Supervision; unusual access; premium time |  | Original estimating baseline; calibrate to company history |  |  | Yes | UNVERIFIED - MODEL BASELINE | Estim8r original model baseline | N/A | [7 empty] | NO | Do not use as an authoritative bid labor unit until verified against a permitted source or company production history.
EL-01089 | 26 | Raceways | Fittings | Install LFMC Factory elbow | 2 in | LFMC | EA | 0.252 | 0.252 | 0.315 | 0.378 | Electrician |  | All | Both | Layout and normal installation | Supervision; unusual access; premium time |  | Original estimating baseline; calibrate to company history |  |  | Yes | UNVERIFIED - MODEL BASELINE | Estim8r original model baseline | N/A | [7 empty] | NO | Do not use as an authoritative bid labor unit until verified against a permitted source or company production history.
EL-01090 | 26 | Raceways | Fittings | Install LFMC Conduit body | 2 in | LFMC | EA | 0.308 | 0.308 | 0.385 | 0.462 | Electrician |  | All | Both | Layout and normal installation | Supervision; unusual access; premium time |  | Original estimating baseline; calibrate to company history |  |  | Yes | UNVERIFIED - MODEL BASELINE | Estim8r original model baseline | N/A | [7 empty] | NO | Do not use as an authoritative bid labor unit until verified against a permitted source or company production history.
EL-01091 | 26 | Raceways | Fittings | Install LFMC Bushing | 2 in | LFMC | EA | 0.07 | 0.07 | 0.087 | 0.105 | Electrician |  | All | Both | Layout and normal installation | Supervision; unusual access; premium time |  | Original estimating baseline; calibrate to company history |  |  | Yes | UNVERIFIED - MODEL BASELINE | Estim8r original model baseline | N/A | [7 empty] | NO | Do not use as an authoritative bid labor unit until verified against a permitted source or company production history.
EL-01092 | 26 | Raceways | Fittings | Install LFMC Grounding bushing | 2 in | LFMC | EA | 0.224 | 0.224 | 0.28 | 0.336 | Electrician |  | All | Both | Layout and normal installation | Supervision; unusual access; premium time |  | Original estimating baseline; calibrate to company history |  |  | Yes | UNVERIFIED - MODEL BASELINE | Estim8r original model baseline | N/A | [7 empty] | NO | Do not use as an authoritative bid labor unit until verified against a permitted source or company production history.
EL-01093 | 26 | Raceways | Fittings | Install LFMC Locknut | 2 in | LFMC | EA | 0.049 | 0.049 | 0.061 | 0.074 | Electrician |  | All | Both | Layout and normal installation | Supervision; unusual access; premium time |  | Original estimating baseline; calibrate to company history |  |  | Yes | UNVERIFIED - MODEL BASELINE | Estim8r original model baseline | N/A | [7 empty] | NO | Do not use as an authoritative bid labor unit until verified against a permitted source or company production history.
EL-01094 | 26 | Raceways | Fittings | Install LFMC Sealing fitting | 2 in | LFMC | EA | 0.77 | 0.77 | 0.963 | 1.155 | Electrician |  | All | Both | Layout and normal installation | Supervision; unusual access; premium time |  | Original estimating baseline; calibrate to company history |  |  | Yes | UNVERIFIED - MODEL BASELINE | Estim8r original model baseline | N/A | [7 empty] | NO | Do not use as an authoritative bid labor unit until verified against a permitted source or company production history.
EL-01095 | 26 | Raceways | Conduit Installation | Install LFMC | 2-1/2 in | LFMC | LF | 0.092 | 0.092 | 0.115 | 0.138 | Electrician |  | All | Both | Layout and normal installation | Supervision; unusual access; premium time | Straight-run baseline; fittings, supports, bends and penetrations can be separate line items. | Original estimating baseline; calibrate to company history |  |  | Yes | UNVERIFIED - MODEL BASELINE | Estim8r original model baseline | N/A | [7 empty] | NO | Do not use as an authoritative bid labor unit until verified against a permitted source or company production history.
EL-01096 | 26 | Raceways | Fittings | Install LFMC Connector | 2-1/2 in | LFMC | EA | 0.1184 | 0.1184 | 0.148 | 0.178 | Electrician |  | All | Both | Layout and normal installation | Supervision; unusual access; premium time |  | Original estimating baseline; calibrate to company history |  |  | Yes | UNVERIFIED - MODEL BASELINE | Estim8r original model baseline | N/A | [7 empty] | NO | Do not use as an authoritative bid labor unit until verified against a permitted source or company production history.
EL-01097 | 26 | Raceways | Fittings | Install LFMC Coupling | 2-1/2 in | LFMC | EA | 0.1036 | 0.1036 | 0.13 | 0.155 | Electrician |  | All | Both | Layout and normal installation | Supervision; unusual access; premium time |  | Original estimating baseline; calibrate to company history |  |  | Yes | UNVERIFIED - MODEL BASELINE | Estim8r original model baseline | N/A | [7 empty] | NO | Do not use as an authoritative bid labor unit until verified against a permitted source or company production history.
EL-01098 | 26 | Raceways | Fittings | Install LFMC Factory elbow | 2-1/2 in | LFMC | EA | 0.2664 | 0.2664 | 0.333 | 0.4 | Electrician |  | All | Both | Layout and normal installation | Supervision; unusual access; premium time |  | Original estimating baseline; calibrate to company history |  |  | Yes | UNVERIFIED - MODEL BASELINE | Estim8r original model baseline | N/A | [7 empty] | NO | Do not use as an authoritative bid labor unit until verified against a permitted source or company production history.
EL-01099 | 26 | Raceways | Fittings | Install LFMC Conduit body | 2-1/2 in | LFMC | EA | 0.3256 | 0.3256 | 0.407 | 0.488 | Electrician |  | All | Both | Layout and normal installation | Supervision; unusual access; premium time |  | Original estimating baseline; calibrate to company history |  |  | Yes | UNVERIFIED - MODEL BASELINE | Estim8r original model baseline | N/A | [7 empty] | NO | Do not use as an authoritative bid labor unit until verified against a permitted source or company production history.
EL-01100 | 26 | Raceways | Fittings | Install LFMC Bushing | 2-1/2 in | LFMC | EA | 0.074 | 0.074 | 0.092 | 0.111 | Electrician |  | All | Both | Layout and normal installation | Supervision; unusual access; premium time |  | Original estimating baseline; calibrate to company history |  |  | Yes | UNVERIFIED - MODEL BASELINE | Estim8r original model baseline | N/A | [7 empty] | NO | Do not use as an authoritative bid labor unit until verified against a permitted source or company production history.
EL-01101 | 26 | Raceways | Fittings | Install LFMC Grounding bushing | 2-1/2 in | LFMC | EA | 0.2368 | 0.2368 | 0.296 | 0.355 | Electrician |  | All | Both | Layout and normal installation | Supervision; unusual access; premium time |  | Original estimating baseline; calibrate to company history |  |  | Yes | UNVERIFIED - MODEL BASELINE | Estim8r original model baseline | N/A | [7 empty] | NO | Do not use as an authoritative bid labor unit until verified against a permitted source or company production history.
EL-01102 | 26 | Raceways | Fittings | Install LFMC Locknut | 2-1/2 in | LFMC | EA | 0.0518 | 0.0518 | 0.065 | 0.078 | Electrician |  | All | Both | Layout and normal installation | Supervision; unusual access; premium time |  | Original estimating baseline; calibrate to company history |  |  | Yes | UNVERIFIED - MODEL BASELINE | Estim8r original model baseline | N/A | [7 empty] | NO | Do not use as an authoritative bid labor unit until verified against a permitted source or company production history.
EL-01103 | 26 | Raceways | Fittings | Install LFMC Sealing fitting | 2-1/2 in | LFMC | EA | 0.814 | 0.814 | 1.018 | 1.221 | Electrician |  | All | Both | Layout and normal installation | Supervision; unusual access; premium time |  | Original estimating baseline; calibrate to company history |  |  | Yes | UNVERIFIED - MODEL BASELINE | Estim8r original model baseline | N/A | [7 empty] | NO | Do not use as an authoritative bid labor unit until verified against a permitted source or company production history.
EL-01104 | 26 | Raceways | Conduit Installation | Install RTRC/Fiberglass | 1/2 in | RTRC/Fiberglass | LF | 0.0342 | 0.0342 | 0.043 | 0.051 | Electrician |  | All | Both | Layout and normal installation | Supervision; unusual access; premium time | Straight-run baseline; fittings, supports, bends and penetrations can be separate line items. | Original estimating baseline; calibrate to company history |  |  | Yes | UNVERIFIED - MODEL BASELINE | Estim8r original model baseline | N/A | [7 empty] | NO | Do not use as an authoritative bid labor unit until verified against a permitted source or company production history.
EL-01105 | 26 | Raceways | Fittings | Install RTRC/Fiberglass Connector | 1/2 in | RTRC/Fiberglass | EA | 0.08 | 0.08 | 0.1 | 0.12 | Electrician |  | All | Both | Layout and normal installation | Supervision; unusual access; premium time |  | Original estimating baseline; calibrate to company history |  |  | Yes | UNVERIFIED - MODEL BASELINE | Estim8r original model baseline | N/A | [7 empty] | NO | Do not use as an authoritative bid labor unit until verified against a permitted source or company production history.
EL-01106 | 26 | Raceways | Fittings | Install RTRC/Fiberglass Coupling | 1/2 in | RTRC/Fiberglass | EA | 0.07 | 0.07 | 0.088 | 0.105 | Electrician |  | All | Both | Layout and normal installation | Supervision; unusual access; premium time |  | Original estimating baseline; calibrate to company history |  |  | Yes | UNVERIFIED - MODEL BASELINE | Estim8r original model baseline | N/A | [7 empty] | NO | Do not use as an authoritative bid labor unit until verified against a permitted source or company production history.
EL-01107 | 26 | Raceways | Fittings | Install RTRC/Fiberglass Factory elbow | 1/2 in | RTRC/Fiberglass | EA | 0.18 | 0.18 | 0.225 | 0.27 | Electrician |  | All | Both | Layout and normal installation | Supervision; unusual access; premium time |  | Original estimating baseline; calibrate to company history |  |  | Yes | UNVERIFIED - MODEL BASELINE | Estim8r original model baseline | N/A | [7 empty] | NO | Do not use as an authoritative bid labor unit until verified against a permitted source or company production history.
EL-01108 | 26 | Raceways | Fittings | Install RTRC/Fiberglass Conduit body | 1/2 in | RTRC/Fiberglass | EA | 0.22 | 0.22 | 0.275 | 0.33 | Electrician |  | All | Both | Layout and normal installation | Supervision; unusual access; premium time |  | Original estimating baseline; calibrate to company history |  |  | Yes | UNVERIFIED - MODEL BASELINE | Estim8r original model baseline | N/A | [7 empty] | NO | Do not use as an authoritative bid labor unit until verified against a permitted source or company production history.
EL-01109 | 26 | Raceways | Fittings | Install RTRC/Fiberglass Bushing | 1/2 in | RTRC/Fiberglass | EA | 0.05 | 0.05 | 0.062 | 0.075 | Electrician |  | All | Both | Layout and normal installation | Supervision; unusual access; premium time |  | Original estimating baseline; calibrate to company history |  |  | Yes | UNVERIFIED - MODEL BASELINE | Estim8r original model baseline | N/A | [7 empty] | NO | Do not use as an authoritative bid labor unit until verified against a permitted source or company production history.
EL-01110 | 26 | Raceways | Fittings | Install RTRC/Fiberglass Grounding bushing | 1/2 in | RTRC/Fiberglass | EA | 0.16 | 0.16 | 0.2 | 0.24 | Electrician |  | All | Both | Layout and normal installation | Supervision; unusual access; premium time |  | Original estimating baseline; calibrate to company history |  |  | Yes | UNVERIFIED - MODEL BASELINE | Estim8r original model baseline | N/A | [7 empty] | NO | Do not use as an authoritative bid labor unit until verified against a permitted source or company production history.
EL-01111 | 26 | Raceways | Fittings | Install RTRC/Fiberglass Locknut | 1/2 in | RTRC/Fiberglass | EA | 0.035 | 0.035 | 0.044 | 0.053 | Electrician |  | All | Both | Layout and normal installation | Supervision; unusual access; premium time |  | Original estimating baseline; calibrate to company history |  |  | Yes | UNVERIFIED - MODEL BASELINE | Estim8r original model baseline | N/A | [7 empty] | NO | Do not use as an authoritative bid labor unit until verified against a permitted source or company production history.
EL-01112 | 26 | Raceways | Fittings | Install RTRC/Fiberglass Sealing fitting | 1/2 in | RTRC/Fiberglass | EA | 0.55 | 0.55 | 0.688 | 0.825 | Electrician |  | All | Both | Layout and normal installation | Supervision; unusual access; premium time |  | Original estimating baseline; calibrate to company history |  |  | Yes | UNVERIFIED - MODEL BASELINE | Estim8r original model baseline | N/A | [7 empty] | NO | Do not use as an authoritative bid labor unit until verified against a permitted source or company production history.
EL-01113 | 26 | Raceways | Conduit Installation | Install RTRC/Fiberglass | 3/4 in | RTRC/Fiberglass | LF | 0.0405 | 0.0405 | 0.051 | 0.061 | Electrician |  | All | Both | Layout and normal installation | Supervision; unusual access; premium time | Straight-run baseline; fittings, supports, bends and penetrations can be separate line items. | Original estimating baseline; calibrate to company history |  |  | Yes | UNVERIFIED - MODEL BASELINE | Estim8r original model baseline | N/A | [7 empty] | NO | Do not use as an authoritative bid labor unit until verified against a permitted source or company production history.
EL-01114 | 26 | Raceways | Fittings | Install RTRC/Fiberglass Connector | 3/4 in | RTRC/Fiberglass | EA | 0.0864 | 0.0864 | 0.108 | 0.13 | Electrician |  | All | Both | Layout and normal installation | Supervision; unusual access; premium time |  | Original estimating baseline; calibrate to company history |  |  | Yes | UNVERIFIED - MODEL BASELINE | Estim8r original model baseline | N/A | [7 empty] | NO | Do not use as an authoritative bid labor unit until verified against a permitted source or company production history.
EL-01115 | 26 | Raceways | Fittings | Install RTRC/Fiberglass Coupling | 3/4 in | RTRC/Fiberglass | EA | 0.0756 | 0.0756 | 0.095 | 0.113 | Electrician |  | All | Both | Layout and normal installation | Supervision; unusual access; premium time |  | Original estimating baseline; calibrate to company history |  |  | Yes | UNVERIFIED - MODEL BASELINE | Estim8r original model baseline | N/A | [7 empty] | NO | Do not use as an authoritative bid labor unit until verified against a permitted source or company production history.
EL-01116 | 26 | Raceways | Fittings | Install RTRC/Fiberglass Factory elbow | 3/4 in | RTRC/Fiberglass | EA | 0.1944 | 0.1944 | 0.243 | 0.292 | Electrician |  | All | Both | Layout and normal installation | Supervision; unusual access; premium time |  | Original estimating baseline; calibrate to company history |  |  | Yes | UNVERIFIED - MODEL BASELINE | Estim8r original model baseline | N/A | [7 empty] | NO | Do not use as an authoritative bid labor unit until verified against a permitted source or company production history.
EL-01117 | 26 | Raceways | Fittings | Install RTRC/Fiberglass Conduit body | 3/4 in | RTRC/Fiberglass | EA | 0.2376 | 0.2376 | 0.297 | 0.356 | Electrician |  | All | Both | Layout and normal installation | Supervision; unusual access; premium time |  | Original estimating baseline; calibrate to company history |  |  | Yes | UNVERIFIED - MODEL BASELINE | Estim8r original model baseline | N/A | [7 empty] | NO | Do not use as an authoritative bid labor unit until verified against a permitted source or company production history.
EL-01118 | 26 | Raceways | Fittings | Install RTRC/Fiberglass Bushing | 3/4 in | RTRC/Fiberglass | EA | 0.054 | 0.054 | 0.068 | 0.081 | Electrician |  | All | Both | Layout and normal installation | Supervision; unusual access; premium time |  | Original estimating baseline; calibrate to company history |  |  | Yes | UNVERIFIED - MODEL BASELINE | Estim8r original model baseline | N/A | [7 empty] | NO | Do not use as an authoritative bid labor unit until verified against a permitted source or company production history.
EL-01119 | 26 | Raceways | Fittings | Install RTRC/Fiberglass Grounding bushing | 3/4 in | RTRC/Fiberglass | EA | 0.1728 | 0.1728 | 0.216 | 0.259 | Electrician |  | All | Both | Layout and normal installation | Supervision; unusual access; premium time |  | Original estimating baseline; calibrate to company history |  |  | Yes | UNVERIFIED - MODEL BASELINE | Estim8r original model baseline | N/A | [7 empty] | NO | Do not use as an authoritative bid labor unit until verified against a permitted source or company production history.
EL-01120 | 26 | Raceways | Fittings | Install RTRC/Fiberglass Locknut | 3/4 in | RTRC/Fiberglass | EA | 0.0378 | 0.0378 | 0.047 | 0.057 | Electrician |  | All | Both | Layout and normal installation | Supervision; unusual access; premium time |  | Original estimating baseline; calibrate to company history |  |  | Yes | UNVERIFIED - MODEL BASELINE | Estim8r original model baseline | N/A | [7 empty] | NO | Do not use as an authoritative bid labor unit until verified against a permitted source or company production history.
EL-01121 | 26 | Raceways | Fittings | Install RTRC/Fiberglass Sealing fitting | 3/4 in | RTRC/Fiberglass | EA | 0.594 | 0.594 | 0.743 | 0.891 | Electrician |  | All | Both | Layout and normal installation | Supervision; unusual access; premium time |  | Original estimating baseline; calibrate to company history |  |  | Yes | UNVERIFIED - MODEL BASELINE | Estim8r original model baseline | N/A | [7 empty] | NO | Do not use as an authoritative bid labor unit until verified against a permitted source or company production history.
EL-01122 | 26 | Raceways | Conduit Installation | Install RTRC/Fiberglass | 1 in | RTRC/Fiberglass | LF | 0.0468 | 0.0468 | 0.059 | 0.07 | Electrician |  | All | Both | Layout and normal installation | Supervision; unusual access; premium time | Straight-run baseline; fittings, supports, bends and penetrations can be separate line items. | Original estimating baseline; calibrate to company history |  |  | Yes | UNVERIFIED - MODEL BASELINE | Estim8r original model baseline | N/A | [7 empty] | NO | Do not use as an authoritative bid labor unit until verified against a permitted source or company production history.
EL-01123 | 26 | Raceways | Fittings | Install RTRC/Fiberglass Connector | 1 in | RTRC/Fiberglass | EA | 0.0928 | 0.0928 | 0.116 | 0.139 | Electrician |  | All | Both | Layout and normal installation | Supervision; unusual access; premium time |  | Original estimating baseline; calibrate to company history |  |  | Yes | UNVERIFIED - MODEL BASELINE | Estim8r original model baseline | N/A | [7 empty] | NO | Do not use as an authoritative bid labor unit until verified against a permitted source or company production history.
EL-01124 | 26 | Raceways | Fittings | Install RTRC/Fiberglass Coupling | 1 in | RTRC/Fiberglass | EA | 0.0812 | 0.0812 | 0.102 | 0.122 | Electrician |  | All | Both | Layout and normal installation | Supervision; unusual access; premium time |  | Original estimating baseline; calibrate to company history |  |  | Yes | UNVERIFIED - MODEL BASELINE | Estim8r original model baseline | N/A | [7 empty] | NO | Do not use as an authoritative bid labor unit until verified against a permitted source or company production history.
EL-01125 | 26 | Raceways | Fittings | Install RTRC/Fiberglass Factory elbow | 1 in | RTRC/Fiberglass | EA | 0.2088 | 0.2088 | 0.261 | 0.313 | Electrician |  | All | Both | Layout and normal installation | Supervision; unusual access; premium time |  | Original estimating baseline; calibrate to company history |  |  | Yes | UNVERIFIED - MODEL BASELINE | Estim8r original model baseline | N/A | [7 empty] | NO | Do not use as an authoritative bid labor unit until verified against a permitted source or company production history.
EL-01126 | 26 | Raceways | Fittings | Install RTRC/Fiberglass Conduit body | 1 in | RTRC/Fiberglass | EA | 0.2552 | 0.2552 | 0.319 | 0.383 | Electrician |  | All | Both | Layout and normal installation | Supervision; unusual access; premium time |  | Original estimating baseline; calibrate to company history |  |  | Yes | UNVERIFIED - MODEL BASELINE | Estim8r original model baseline | N/A | [7 empty] | NO | Do not use as an authoritative bid labor unit until verified against a permitted source or company production history.
EL-01127 | 26 | Raceways | Fittings | Install RTRC/Fiberglass Bushing | 1 in | RTRC/Fiberglass | EA | 0.058 | 0.058 | 0.072 | 0.087 | Electrician |  | All | Both | Layout and normal installation | Supervision; unusual access; premium time |  | Original estimating baseline; calibrate to company history |  |  | Yes | UNVERIFIED - MODEL BASELINE | Estim8r original model baseline | N/A | [7 empty] | NO | Do not use as an authoritative bid labor unit until verified against a permitted source or company production history.
EL-01128 | 26 | Raceways | Fittings | Install RTRC/Fiberglass Grounding bushing | 1 in | RTRC/Fiberglass | EA | 0.1856 | 0.1856 | 0.232 | 0.278 | Electrician |  | All | Both | Layout and normal installation | Supervision; unusual access; premium time |  | Original estimating baseline; calibrate to company history |  |  | Yes | UNVERIFIED - MODEL BASELINE | Estim8r original model baseline | N/A | [7 empty] | NO | Do not use as an authoritative bid labor unit until verified against a permitted source or company production history.
EL-01129 | 26 | Raceways | Fittings | Install RTRC/Fiberglass Locknut | 1 in | RTRC/Fiberglass | EA | 0.0406 | 0.0406 | 0.051 | 0.061 | Electrician |  | All | Both | Layout and normal installation | Supervision; unusual access; premium time |  | Original estimating baseline; calibrate to company history |  |  | Yes | UNVERIFIED - MODEL BASELINE | Estim8r original model baseline | N/A | [7 empty] | NO | Do not use as an authoritative bid labor unit until verified against a permitted source or company production history.
EL-01130 | 26 | Raceways | Fittings | Install RTRC/Fiberglass Sealing fitting | 1 in | RTRC/Fiberglass | EA | 0.638 | 0.638 | 0.797 | 0.957 | Electrician |  | All | Both | Layout and normal installation | Supervision; unusual access; premium time |  | Original estimating baseline; calibrate to company history |  |  | Yes | UNVERIFIED - MODEL BASELINE | Estim8r original model baseline | N/A | [7 empty] | NO | Do not use as an authoritative bid labor unit until verified against a permitted source or company production history.
EL-01131 | 26 | Raceways | Conduit Installation | Install RTRC/Fiberglass | 1-1/4 in | RTRC/Fiberglass | LF | 0.0585 | 0.0585 | 0.073 | 0.088 | Electrician |  | All | Both | Layout and normal installation | Supervision; unusual access; premium time | Straight-run baseline; fittings, supports, bends and penetrations can be separate line items. | Original estimating baseline; calibrate to company history |  |  | Yes | UNVERIFIED - MODEL BASELINE | Estim8r original model baseline | N/A | [7 empty] | NO | Do not use as an authoritative bid labor unit until verified against a permitted source or company production history.
EL-01132 | 26 | Raceways | Fittings | Install RTRC/Fiberglass Connector | 1-1/4 in | RTRC/Fiberglass | EA | 0.0992 | 0.0992 | 0.124 | 0.149 | Electrician |  | All | Both | Layout and normal installation | Supervision; unusual access; premium time |  | Original estimating baseline; calibrate to company history |  |  | Yes | UNVERIFIED - MODEL BASELINE | Estim8r original model baseline | N/A | [7 empty] | NO | Do not use as an authoritative bid labor unit until verified against a permitted source or company production history.
EL-01133 | 26 | Raceways | Fittings | Install RTRC/Fiberglass Coupling | 1-1/4 in | RTRC/Fiberglass | EA | 0.0868 | 0.0868 | 0.108 | 0.13 | Electrician |  | All | Both | Layout and normal installation | Supervision; unusual access; premium time |  | Original estimating baseline; calibrate to company history |  |  | Yes | UNVERIFIED - MODEL BASELINE | Estim8r original model baseline | N/A | [7 empty] | NO | Do not use as an authoritative bid labor unit until verified against a permitted source or company production history.
EL-01134 | 26 | Raceways | Fittings | Install RTRC/Fiberglass Factory elbow | 1-1/4 in | RTRC/Fiberglass | EA | 0.2232 | 0.2232 | 0.279 | 0.335 | Electrician |  | All | Both | Layout and normal installation | Supervision; unusual access; premium time |  | Original estimating baseline; calibrate to company history |  |  | Yes | UNVERIFIED - MODEL BASELINE | Estim8r original model baseline | N/A | [7 empty] | NO | Do not use as an authoritative bid labor unit until verified against a permitted source or company production history.
EL-01135 | 26 | Raceways | Fittings | Install RTRC/Fiberglass Conduit body | 1-1/4 in | RTRC/Fiberglass | EA | 0.2728 | 0.2728 | 0.341 | 0.409 | Electrician |  | All | Both | Layout and normal installation | Supervision; unusual access; premium time |  | Original estimating baseline; calibrate to company history |  |  | Yes | UNVERIFIED - MODEL BASELINE | Estim8r original model baseline | N/A | [7 empty] | NO | Do not use as an authoritative bid labor unit until verified against a permitted source or company production history.
EL-01136 | 26 | Raceways | Fittings | Install RTRC/Fiberglass Bushing | 1-1/4 in | RTRC/Fiberglass | EA | 0.062 | 0.062 | 0.077 | 0.093 | Electrician |  | All | Both | Layout and normal installation | Supervision; unusual access; premium time |  | Original estimating baseline; calibrate to company history |  |  | Yes | UNVERIFIED - MODEL BASELINE | Estim8r original model baseline | N/A | [7 empty] | NO | Do not use as an authoritative bid labor unit until verified against a permitted source or company production history.
EL-01137 | 26 | Raceways | Fittings | Install RTRC/Fiberglass Grounding bushing | 1-1/4 in | RTRC/Fiberglass | EA | 0.1984 | 0.1984 | 0.248 | 0.298 | Electrician |  | All | Both | Layout and normal installation | Supervision; unusual access; premium time |  | Original estimating baseline; calibrate to company history |  |  | Yes | UNVERIFIED - MODEL BASELINE | Estim8r original model baseline | N/A | [7 empty] | NO | Do not use as an authoritative bid labor unit until verified against a permitted source or company production history.
EL-01138 | 26 | Raceways | Fittings | Install RTRC/Fiberglass Locknut | 1-1/4 in | RTRC/Fiberglass | EA | 0.0434 | 0.0434 | 0.054 | 0.065 | Electrician |  | All | Both | Layout and normal installation | Supervision; unusual access; premium time |  | Original estimating baseline; calibrate to company history |  |  | Yes | UNVERIFIED - MODEL BASELINE | Estim8r original model baseline | N/A | [7 empty] | NO | Do not use as an authoritative bid labor unit until verified against a permitted source or company production history.
EL-01139 | 26 | Raceways | Fittings | Install RTRC/Fiberglass Sealing fitting | 1-1/4 in | RTRC/Fiberglass | EA | 0.682 | 0.682 | 0.853 | 1.023 | Electrician |  | All | Both | Layout and normal installation | Supervision; unusual access; premium time |  | Original estimating baseline; calibrate to company history |  |  | Yes | UNVERIFIED - MODEL BASELINE | Estim8r original model baseline | N/A | [7 empty] | NO | Do not use as an authoritative bid labor unit until verified against a permitted source or company production history.
EL-01140 | 26 | Raceways | Conduit Installation | Install RTRC/Fiberglass | 1-1/2 in | RTRC/Fiberglass | LF | 0.0675 | 0.0675 | 0.084 | 0.101 | Electrician |  | All | Both | Layout and normal installation | Supervision; unusual access; premium time | Straight-run baseline; fittings, supports, bends and penetrations can be separate line items. | Original estimating baseline; calibrate to company history |  |  | Yes | UNVERIFIED - MODEL BASELINE | Estim8r original model baseline | N/A | [7 empty] | NO | Do not use as an authoritative bid labor unit until verified against a permitted source or company production history.
EL-01141 | 26 | Raceways | Fittings | Install RTRC/Fiberglass Connector | 1-1/2 in | RTRC/Fiberglass | EA | 0.1056 | 0.1056 | 0.132 | 0.158 | Electrician |  | All | Both | Layout and normal installation | Supervision; unusual access; premium time |  | Original estimating baseline; calibrate to company history |  |  | Yes | UNVERIFIED - MODEL BASELINE | Estim8r original model baseline | N/A | [7 empty] | NO | Do not use as an authoritative bid labor unit until verified against a permitted source or company production history.
EL-01142 | 26 | Raceways | Fittings | Install RTRC/Fiberglass Coupling | 1-1/2 in | RTRC/Fiberglass | EA | 0.0924 | 0.0924 | 0.116 | 0.139 | Electrician |  | All | Both | Layout and normal installation | Supervision; unusual access; premium time |  | Original estimating baseline; calibrate to company history |  |  | Yes | UNVERIFIED - MODEL BASELINE | Estim8r original model baseline | N/A | [7 empty] | NO | Do not use as an authoritative bid labor unit until verified against a permitted source or company production history.
EL-01143 | 26 | Raceways | Fittings | Install RTRC/Fiberglass Factory elbow | 1-1/2 in | RTRC/Fiberglass | EA | 0.2376 | 0.2376 | 0.297 | 0.356 | Electrician |  | All | Both | Layout and normal installation | Supervision; unusual access; premium time |  | Original estimating baseline; calibrate to company history |  |  | Yes | UNVERIFIED - MODEL BASELINE | Estim8r original model baseline | N/A | [7 empty] | NO | Do not use as an authoritative bid labor unit until verified against a permitted source or company production history.
EL-01144 | 26 | Raceways | Fittings | Install RTRC/Fiberglass Conduit body | 1-1/2 in | RTRC/Fiberglass | EA | 0.2904 | 0.2904 | 0.363 | 0.436 | Electrician |  | All | Both | Layout and normal installation | Supervision; unusual access; premium time |  | Original estimating baseline; calibrate to company history |  |  | Yes | UNVERIFIED - MODEL BASELINE | Estim8r original model baseline | N/A | [7 empty] | NO | Do not use as an authoritative bid labor unit until verified against a permitted source or company production history.
EL-01145 | 26 | Raceways | Fittings | Install RTRC/Fiberglass Bushing | 1-1/2 in | RTRC/Fiberglass | EA | 0.066 | 0.066 | 0.083 | 0.099 | Electrician |  | All | Both | Layout and normal installation | Supervision; unusual access; premium time |  | Original estimating baseline; calibrate to company history |  |  | Yes | UNVERIFIED - MODEL BASELINE | Estim8r original model baseline | N/A | [7 empty] | NO | Do not use as an authoritative bid labor unit until verified against a permitted source or company production history.
EL-01146 | 26 | Raceways | Fittings | Install RTRC/Fiberglass Grounding bushing | 1-1/2 in | RTRC/Fiberglass | EA | 0.2112 | 0.2112 | 0.264 | 0.317 | Electrician |  | All | Both | Layout and normal installation | Supervision; unusual access; premium time |  | Original estimating baseline; calibrate to company history |  |  | Yes | UNVERIFIED - MODEL BASELINE | Estim8r original model baseline | N/A | [7 empty] | NO | Do not use as an authoritative bid labor unit until verified against a permitted source or company production history.
EL-01147 | 26 | Raceways | Fittings | Install RTRC/Fiberglass Locknut | 1-1/2 in | RTRC/Fiberglass | EA | 0.0462 | 0.0462 | 0.058 | 0.069 | Electrician |  | All | Both | Layout and normal installation | Supervision; unusual access; premium time |  | Original estimating baseline; calibrate to company history |  |  | Yes | UNVERIFIED - MODEL BASELINE | Estim8r original model baseline | N/A | [7 empty] | NO | Do not use as an authoritative bid labor unit until verified against a permitted source or company production history.
EL-01148 | 26 | Raceways | Fittings | Install RTRC/Fiberglass Sealing fitting | 1-1/2 in | RTRC/Fiberglass | EA | 0.726 | 0.726 | 0.908 | 1.089 | Electrician |  | All | Both | Layout and normal installation | Supervision; unusual access; premium time |  | Original estimating baseline; calibrate to company history |  |  | Yes | UNVERIFIED - MODEL BASELINE | Estim8r original model baseline | N/A | [7 empty] | NO | Do not use as an authoritative bid labor unit until verified against a permitted source or company production history.
EL-01149 | 26 | Raceways | Conduit Installation | Install RTRC/Fiberglass | 2 in | RTRC/Fiberglass | LF | 0.081 | 0.081 | 0.101 | 0.121 | Electrician |  | All | Both | Layout and normal installation | Supervision; unusual access; premium time | Straight-run baseline; fittings, supports, bends and penetrations can be separate line items. | Original estimating baseline; calibrate to company history |  |  | Yes | UNVERIFIED - MODEL BASELINE | Estim8r original model baseline | N/A | [7 empty] | NO | Do not use as an authoritative bid labor unit until verified against a permitted source or company production history.
EL-01150 | 26 | Raceways | Fittings | Install RTRC/Fiberglass Connector | 2 in | RTRC/Fiberglass | EA | 0.112 | 0.112 | 0.14 | 0.168 | Electrician |  | All | Both | Layout and normal installation | Supervision; unusual access; premium time |  | Original estimating baseline; calibrate to company history |  |  | Yes | UNVERIFIED - MODEL BASELINE | Estim8r original model baseline | N/A | [7 empty] | NO | Do not use as an authoritative bid labor unit until verified against a permitted source or company production history.
EL-01151 | 26 | Raceways | Fittings | Install RTRC/Fiberglass Coupling | 2 in | RTRC/Fiberglass | EA | 0.098 | 0.098 | 0.122 | 0.147 | Electrician |  | All | Both | Layout and normal installation | Supervision; unusual access; premium time |  | Original estimating baseline; calibrate to company history |  |  | Yes | UNVERIFIED - MODEL BASELINE | Estim8r original model baseline | N/A | [7 empty] | NO | Do not use as an authoritative bid labor unit until verified against a permitted source or company production history.
EL-01152 | 26 | Raceways | Fittings | Install RTRC/Fiberglass Factory elbow | 2 in | RTRC/Fiberglass | EA | 0.252 | 0.252 | 0.315 | 0.378 | Electrician |  | All | Both | Layout and normal installation | Supervision; unusual access; premium time |  | Original estimating baseline; calibrate to company history |  |  | Yes | UNVERIFIED - MODEL BASELINE | Estim8r original model baseline | N/A | [7 empty] | NO | Do not use as an authoritative bid labor unit until verified against a permitted source or company production history.
EL-01153 | 26 | Raceways | Fittings | Install RTRC/Fiberglass Conduit body | 2 in | RTRC/Fiberglass | EA | 0.308 | 0.308 | 0.385 | 0.462 | Electrician |  | All | Both | Layout and normal installation | Supervision; unusual access; premium time |  | Original estimating baseline; calibrate to company history |  |  | Yes | UNVERIFIED - MODEL BASELINE | Estim8r original model baseline | N/A | [7 empty] | NO | Do not use as an authoritative bid labor unit until verified against a permitted source or company production history.
EL-01154 | 26 | Raceways | Fittings | Install RTRC/Fiberglass Bushing | 2 in | RTRC/Fiberglass | EA | 0.07 | 0.07 | 0.087 | 0.105 | Electrician |  | All | Both | Layout and normal installation | Supervision; unusual access; premium time |  | Original estimating baseline; calibrate to company history |  |  | Yes | UNVERIFIED - MODEL BASELINE | Estim8r original model baseline | N/A | [7 empty] | NO | Do not use as an authoritative bid labor unit until verified against a permitted source or company production history.
EL-01155 | 26 | Raceways | Fittings | Install RTRC/Fiberglass Grounding bushing | 2 in | RTRC/Fiberglass | EA | 0.224 | 0.224 | 0.28 | 0.336 | Electrician |  | All | Both | Layout and normal installation | Supervision; unusual access; premium time |  | Original estimating baseline; calibrate to company history |  |  | Yes | UNVERIFIED - MODEL BASELINE | Estim8r original model baseline | N/A | [7 empty] | NO | Do not use as an authoritative bid labor unit until verified against a permitted source or company production history.
EL-01156 | 26 | Raceways | Fittings | Install RTRC/Fiberglass Locknut | 2 in | RTRC/Fiberglass | EA | 0.049 | 0.049 | 0.061 | 0.074 | Electrician |  | All | Both | Layout and normal installation | Supervision; unusual access; premium time |  | Original estimating baseline; calibrate to company history |  |  | Yes | UNVERIFIED - MODEL BASELINE | Estim8r original model baseline | N/A | [7 empty] | NO | Do not use as an authoritative bid labor unit until verified against a permitted source or company production history.
EL-01157 | 26 | Raceways | Fittings | Install RTRC/Fiberglass Sealing fitting | 2 in | RTRC/Fiberglass | EA | 0.77 | 0.77 | 0.963 | 1.155 | Electrician |  | All | Both | Layout and normal installation | Supervision; unusual access; premium time |  | Original estimating baseline; calibrate to company history |  |  | Yes | UNVERIFIED - MODEL BASELINE | Estim8r original model baseline | N/A | [7 empty] | NO | Do not use as an authoritative bid labor unit until verified against a permitted source or company production history.
EL-01158 | 26 | Raceways | Conduit Installation | Install RTRC/Fiberglass | 2-1/2 in | RTRC/Fiberglass | LF | 0.1035 | 0.1035 | 0.129 | 0.155 | Electrician |  | All | Both | Layout and normal installation | Supervision; unusual access; premium time | Straight-run baseline; fittings, supports, bends and penetrations can be separate line items. | Original estimating baseline; calibrate to company history |  |  | Yes | UNVERIFIED - MODEL BASELINE | Estim8r original model baseline | N/A | [7 empty] | NO | Do not use as an authoritative bid labor unit until verified against a permitted source or company production history.
EL-01159 | 26 | Raceways | Fittings | Install RTRC/Fiberglass Connector | 2-1/2 in | RTRC/Fiberglass | EA | 0.1184 | 0.1184 | 0.148 | 0.178 | Electrician |  | All | Both | Layout and normal installation | Supervision; unusual access; premium time |  | Original estimating baseline; calibrate to company history |  |  | Yes | UNVERIFIED - MODEL BASELINE | Estim8r original model baseline | N/A | [7 empty] | NO | Do not use as an authoritative bid labor unit until verified against a permitted source or company production history.
EL-01160 | 26 | Raceways | Fittings | Install RTRC/Fiberglass Coupling | 2-1/2 in | RTRC/Fiberglass | EA | 0.1036 | 0.1036 | 0.13 | 0.155 | Electrician |  | All | Both | Layout and normal installation | Supervision; unusual access; premium time |  | Original estimating baseline; calibrate to company history |  |  | Yes | UNVERIFIED - MODEL BASELINE | Estim8r original model baseline | N/A | [7 empty] | NO | Do not use as an authoritative bid labor unit until verified against a permitted source or company production history.
EL-01161 | 26 | Raceways | Fittings | Install RTRC/Fiberglass Factory elbow | 2-1/2 in | RTRC/Fiberglass | EA | 0.2664 | 0.2664 | 0.333 | 0.4 | Electrician |  | All | Both | Layout and normal installation | Supervision; unusual access; premium time |  | Original estimating baseline; calibrate to company history |  |  | Yes | UNVERIFIED - MODEL BASELINE | Estim8r original model baseline | N/A | [7 empty] | NO | Do not use as an authoritative bid labor unit until verified against a permitted source or company production history.
EL-01162 | 26 | Raceways | Fittings | Install RTRC/Fiberglass Conduit body | 2-1/2 in | RTRC/Fiberglass | EA | 0.3256 | 0.3256 | 0.407 | 0.488 | Electrician |  | All | Both | Layout and normal installation | Supervision; unusual access; premium time |  | Original estimating baseline; calibrate to company history |  |  | Yes | UNVERIFIED - MODEL BASELINE | Estim8r original model baseline | N/A | [7 empty] | NO | Do not use as an authoritative bid labor unit until verified against a permitted source or company production history.
EL-01163 | 26 | Raceways | Fittings | Install RTRC/Fiberglass Bushing | 2-1/2 in | RTRC/Fiberglass | EA | 0.074 | 0.074 | 0.092 | 0.111 | Electrician |  | All | Both | Layout and normal installation | Supervision; unusual access; premium time |  | Original estimating baseline; calibrate to company history |  |  | Yes | UNVERIFIED - MODEL BASELINE | Estim8r original model baseline | N/A | [7 empty] | NO | Do not use as an authoritative bid labor unit until verified against a permitted source or company production history.
EL-01164 | 26 | Raceways | Fittings | Install RTRC/Fiberglass Grounding bushing | 2-1/2 in | RTRC/Fiberglass | EA | 0.2368 | 0.2368 | 0.296 | 0.355 | Electrician |  | All | Both | Layout and normal installation | Supervision; unusual access; premium time |  | Original estimating baseline; calibrate to company history |  |  | Yes | UNVERIFIED - MODEL BASELINE | Estim8r original model baseline | N/A | [7 empty] | NO | Do not use as an authoritative bid labor unit until verified against a permitted source or company production history.
EL-01165 | 26 | Raceways | Fittings | Install RTRC/Fiberglass Locknut | 2-1/2 in | RTRC/Fiberglass | EA | 0.0518 | 0.0518 | 0.065 | 0.078 | Electrician |  | All | Both | Layout and normal installation | Supervision; unusual access; premium time |  | Original estimating baseline; calibrate to company history |  |  | Yes | UNVERIFIED - MODEL BASELINE | Estim8r original model baseline | N/A | [7 empty] | NO | Do not use as an authoritative bid labor unit until verified against a permitted source or company production history.
EL-01166 | 26 | Raceways | Fittings | Install RTRC/Fiberglass Sealing fitting | 2-1/2 in | RTRC/Fiberglass | EA | 0.814 | 0.814 | 1.018 | 1.221 | Electrician |  | All | Both | Layout and normal installation | Supervision; unusual access; premium time |  | Original estimating baseline; calibrate to company history |  |  | Yes | UNVERIFIED - MODEL BASELINE | Estim8r original model baseline | N/A | [7 empty] | NO | Do not use as an authoritative bid labor unit until verified against a permitted source or company production history.
EL-01167 | 26 | Raceways | Conduit Installation | Install RTRC/Fiberglass | 3 in | RTRC/Fiberglass | LF | 0.126 | 0.126 | 0.158 | 0.189 | Electrician |  | All | Both | Layout and normal installation | Supervision; unusual access; premium time | Straight-run baseline; fittings, supports, bends and penetrations can be separate line items. | Original estimating baseline; calibrate to company history |  |  | Yes | UNVERIFIED - MODEL BASELINE | Estim8r original model baseline | N/A | [7 empty] | NO | Do not use as an authoritative bid labor unit until verified against a permitted source or company production history.
EL-01168 | 26 | Raceways | Fittings | Install RTRC/Fiberglass Connector | 3 in | RTRC/Fiberglass | EA | 0.1248 | 0.1248 | 0.156 | 0.187 | Electrician |  | All | Both | Layout and normal installation | Supervision; unusual access; premium time |  | Original estimating baseline; calibrate to company history |  |  | Yes | UNVERIFIED - MODEL BASELINE | Estim8r original model baseline | N/A | [7 empty] | NO | Do not use as an authoritative bid labor unit until verified against a permitted source or company production history.
EL-01169 | 26 | Raceways | Fittings | Install RTRC/Fiberglass Coupling | 3 in | RTRC/Fiberglass | EA | 0.1092 | 0.1092 | 0.137 | 0.164 | Electrician |  | All | Both | Layout and normal installation | Supervision; unusual access; premium time |  | Original estimating baseline; calibrate to company history |  |  | Yes | UNVERIFIED - MODEL BASELINE | Estim8r original model baseline | N/A | [7 empty] | NO | Do not use as an authoritative bid labor unit until verified against a permitted source or company production history.
EL-01170 | 26 | Raceways | Fittings | Install RTRC/Fiberglass Factory elbow | 3 in | RTRC/Fiberglass | EA | 0.2808 | 0.2808 | 0.351 | 0.421 | Electrician |  | All | Both | Layout and normal installation | Supervision; unusual access; premium time |  | Original estimating baseline; calibrate to company history |  |  | Yes | UNVERIFIED - MODEL BASELINE | Estim8r original model baseline | N/A | [7 empty] | NO | Do not use as an authoritative bid labor unit until verified against a permitted source or company production history.
EL-01171 | 26 | Raceways | Fittings | Install RTRC/Fiberglass Conduit body | 3 in | RTRC/Fiberglass | EA | 0.3432 | 0.3432 | 0.429 | 0.515 | Electrician |  | All | Both | Layout and normal installation | Supervision; unusual access; premium time |  | Original estimating baseline; calibrate to company history |  |  | Yes | UNVERIFIED - MODEL BASELINE | Estim8r original model baseline | N/A | [7 empty] | NO | Do not use as an authoritative bid labor unit until verified against a permitted source or company production history.
EL-01172 | 26 | Raceways | Fittings | Install RTRC/Fiberglass Bushing | 3 in | RTRC/Fiberglass | EA | 0.078 | 0.078 | 0.098 | 0.117 | Electrician |  | All | Both | Layout and normal installation | Supervision; unusual access; premium time |  | Original estimating baseline; calibrate to company history |  |  | Yes | UNVERIFIED - MODEL BASELINE | Estim8r original model baseline | N/A | [7 empty] | NO | Do not use as an authoritative bid labor unit until verified against a permitted source or company production history.
EL-01173 | 26 | Raceways | Fittings | Install RTRC/Fiberglass Grounding bushing | 3 in | RTRC/Fiberglass | EA | 0.2496 | 0.2496 | 0.312 | 0.374 | Electrician |  | All | Both | Layout and normal installation | Supervision; unusual access; premium time |  | Original estimating baseline; calibrate to company history |  |  | Yes | UNVERIFIED - MODEL BASELINE | Estim8r original model baseline | N/A | [7 empty] | NO | Do not use as an authoritative bid labor unit until verified against a permitted source or company production history.
EL-01174 | 26 | Raceways | Fittings | Install RTRC/Fiberglass Locknut | 3 in | RTRC/Fiberglass | EA | 0.0546 | 0.0546 | 0.068 | 0.082 | Electrician |  | All | Both | Layout and normal installation | Supervision; unusual access; premium time |  | Original estimating baseline; calibrate to company history |  |  | Yes | UNVERIFIED - MODEL BASELINE | Estim8r original model baseline | N/A | [7 empty] | NO | Do not use as an authoritative bid labor unit until verified against a permitted source or company production history.
EL-01175 | 26 | Raceways | Fittings | Install RTRC/Fiberglass Sealing fitting | 3 in | RTRC/Fiberglass | EA | 0.858 | 0.858 | 1.073 | 1.287 | Electrician |  | All | Both | Layout and normal installation | Supervision; unusual access; premium time |  | Original estimating baseline; calibrate to company history |  |  | Yes | UNVERIFIED - MODEL BASELINE | Estim8r original model baseline | N/A | [7 empty] | NO | Do not use as an authoritative bid labor unit until verified against a permitted source or company production history.
EL-01176 | 26 | Raceways | Conduit Installation | Install RTRC/Fiberglass | 3-1/2 in | RTRC/Fiberglass | LF | 0.1485 | 0.1485 | 0.186 | 0.223 | Electrician |  | All | Both | Layout and normal installation | Supervision; unusual access; premium time | Straight-run baseline; fittings, supports, bends and penetrations can be separate line items. | Original estimating baseline; calibrate to company history |  |  | Yes | UNVERIFIED - MODEL BASELINE | Estim8r original model baseline | N/A | [7 empty] | NO | Do not use as an authoritative bid labor unit until verified against a permitted source or company production history.
EL-01177 | 26 | Raceways | Fittings | Install RTRC/Fiberglass Connector | 3-1/2 in | RTRC/Fiberglass | EA | 0.1312 | 0.1312 | 0.164 | 0.197 | Electrician |  | All | Both | Layout and normal installation | Supervision; unusual access; premium time |  | Original estimating baseline; calibrate to company history |  |  | Yes | UNVERIFIED - MODEL BASELINE | Estim8r original model baseline | N/A | [7 empty] | NO | Do not use as an authoritative bid labor unit until verified against a permitted source or company production history.
EL-01178 | 26 | Raceways | Fittings | Install RTRC/Fiberglass Coupling | 3-1/2 in | RTRC/Fiberglass | EA | 0.1148 | 0.1148 | 0.144 | 0.172 | Electrician |  | All | Both | Layout and normal installation | Supervision; unusual access; premium time |  | Original estimating baseline; calibrate to company history |  |  | Yes | UNVERIFIED - MODEL BASELINE | Estim8r original model baseline | N/A | [7 empty] | NO | Do not use as an authoritative bid labor unit until verified against a permitted source or company production history.
EL-01179 | 26 | Raceways | Fittings | Install RTRC/Fiberglass Factory elbow | 3-1/2 in | RTRC/Fiberglass | EA | 0.2952 | 0.2952 | 0.369 | 0.443 | Electrician |  | All | Both | Layout and normal installation | Supervision; unusual access; premium time |  | Original estimating baseline; calibrate to company history |  |  | Yes | UNVERIFIED - MODEL BASELINE | Estim8r original model baseline | N/A | [7 empty] | NO | Do not use as an authoritative bid labor unit until verified against a permitted source or company production history.
EL-01180 | 26 | Raceways | Fittings | Install RTRC/Fiberglass Conduit body | 3-1/2 in | RTRC/Fiberglass | EA | 0.3608 | 0.3608 | 0.451 | 0.541 | Electrician |  | All | Both | Layout and normal installation | Supervision; unusual access; premium time |  | Original estimating baseline; calibrate to company history |  |  | Yes | UNVERIFIED - MODEL BASELINE | Estim8r original model baseline | N/A | [7 empty] | NO | Do not use as an authoritative bid labor unit until verified against a permitted source or company production history.
EL-01181 | 26 | Raceways | Fittings | Install RTRC/Fiberglass Bushing | 3-1/2 in | RTRC/Fiberglass | EA | 0.082 | 0.082 | 0.103 | 0.123 | Electrician |  | All | Both | Layout and normal installation | Supervision; unusual access; premium time |  | Original estimating baseline; calibrate to company history |  |  | Yes | UNVERIFIED - MODEL BASELINE | Estim8r original model baseline | N/A | [7 empty] | NO | Do not use as an authoritative bid labor unit until verified against a permitted source or company production history.
EL-01182 | 26 | Raceways | Fittings | Install RTRC/Fiberglass Grounding bushing | 3-1/2 in | RTRC/Fiberglass | EA | 0.2624 | 0.2624 | 0.328 | 0.394 | Electrician |  | All | Both | Layout and normal installation | Supervision; unusual access; premium time |  | Original estimating baseline; calibrate to company history |  |  | Yes | UNVERIFIED - MODEL BASELINE | Estim8r original model baseline | N/A | [7 empty] | NO | Do not use as an authoritative bid labor unit until verified against a permitted source or company production history.
EL-01183 | 26 | Raceways | Fittings | Install RTRC/Fiberglass Locknut | 3-1/2 in | RTRC/Fiberglass | EA | 0.0574 | 0.0574 | 0.072 | 0.086 | Electrician |  | All | Both | Layout and normal installation | Supervision; unusual access; premium time |  | Original estimating baseline; calibrate to company history |  |  | Yes | UNVERIFIED - MODEL BASELINE | Estim8r original model baseline | N/A | [7 empty] | NO | Do not use as an authoritative bid labor unit until verified against a permitted source or company production history.
EL-01184 | 26 | Raceways | Fittings | Install RTRC/Fiberglass Sealing fitting | 3-1/2 in | RTRC/Fiberglass | EA | 0.902 | 0.902 | 1.128 | 1.353 | Electrician |  | All | Both | Layout and normal installation | Supervision; unusual access; premium time |  | Original estimating baseline; calibrate to company history |  |  | Yes | UNVERIFIED - MODEL BASELINE | Estim8r original model baseline | N/A | [7 empty] | NO | Do not use as an authoritative bid labor unit until verified against a permitted source or company production history.
EL-01185 | 26 | Raceways | Conduit Installation | Install RTRC/Fiberglass | 4 in | RTRC/Fiberglass | LF | 0.171 | 0.171 | 0.214 | 0.257 | Electrician |  | All | Both | Layout and normal installation | Supervision; unusual access; premium time | Straight-run baseline; fittings, supports, bends and penetrations can be separate line items. | Original estimating baseline; calibrate to company history |  |  | Yes | UNVERIFIED - MODEL BASELINE | Estim8r original model baseline | N/A | [7 empty] | NO | Do not use as an authoritative bid labor unit until verified against a permitted source or company production history.
EL-01186 | 26 | Raceways | Fittings | Install RTRC/Fiberglass Connector | 4 in | RTRC/Fiberglass | EA | 0.1376 | 0.1376 | 0.172 | 0.206 | Electrician |  | All | Both | Layout and normal installation | Supervision; unusual access; premium time |  | Original estimating baseline; calibrate to company history |  |  | Yes | UNVERIFIED - MODEL BASELINE | Estim8r original model baseline | N/A | [7 empty] | NO | Do not use as an authoritative bid labor unit until verified against a permitted source or company production history.
EL-01187 | 26 | Raceways | Fittings | Install RTRC/Fiberglass Coupling | 4 in | RTRC/Fiberglass | EA | 0.1204 | 0.1204 | 0.151 | 0.181 | Electrician |  | All | Both | Layout and normal installation | Supervision; unusual access; premium time |  | Original estimating baseline; calibrate to company history |  |  | Yes | UNVERIFIED - MODEL BASELINE | Estim8r original model baseline | N/A | [7 empty] | NO | Do not use as an authoritative bid labor unit until verified against a permitted source or company production history.
EL-01188 | 26 | Raceways | Fittings | Install RTRC/Fiberglass Factory elbow | 4 in | RTRC/Fiberglass | EA | 0.3096 | 0.3096 | 0.387 | 0.464 | Electrician |  | All | Both | Layout and normal installation | Supervision; unusual access; premium time |  | Original estimating baseline; calibrate to company history |  |  | Yes | UNVERIFIED - MODEL BASELINE | Estim8r original model baseline | N/A | [7 empty] | NO | Do not use as an authoritative bid labor unit until verified against a permitted source or company production history.
EL-01189 | 26 | Raceways | Fittings | Install RTRC/Fiberglass Conduit body | 4 in | RTRC/Fiberglass | EA | 0.3784 | 0.3784 | 0.473 | 0.568 | Electrician |  | All | Both | Layout and normal installation | Supervision; unusual access; premium time |  | Original estimating baseline; calibrate to company history |  |  | Yes | UNVERIFIED - MODEL BASELINE | Estim8r original model baseline | N/A | [7 empty] | NO | Do not use as an authoritative bid labor unit until verified against a permitted source or company production history.
EL-01190 | 26 | Raceways | Fittings | Install RTRC/Fiberglass Bushing | 4 in | RTRC/Fiberglass | EA | 0.086 | 0.086 | 0.108 | 0.129 | Electrician |  | All | Both | Layout and normal installation | Supervision; unusual access; premium time |  | Original estimating baseline; calibrate to company history |  |  | Yes | UNVERIFIED - MODEL BASELINE | Estim8r original model baseline | N/A | [7 empty] | NO | Do not use as an authoritative bid labor unit until verified against a permitted source or company production history.
EL-01191 | 26 | Raceways | Fittings | Install RTRC/Fiberglass Grounding bushing | 4 in | RTRC/Fiberglass | EA | 0.2752 | 0.2752 | 0.344 | 0.413 | Electrician |  | All | Both | Layout and normal installation | Supervision; unusual access; premium time |  | Original estimating baseline; calibrate to company history |  |  | Yes | UNVERIFIED - MODEL BASELINE | Estim8r original model baseline | N/A | [7 empty] | NO | Do not use as an authoritative bid labor unit until verified against a permitted source or company production history.
EL-01192 | 26 | Raceways | Fittings | Install RTRC/Fiberglass Locknut | 4 in | RTRC/Fiberglass | EA | 0.0602 | 0.0602 | 0.075 | 0.09 | Electrician |  | All | Both | Layout and normal installation | Supervision; unusual access; premium time |  | Original estimating baseline; calibrate to company history |  |  | Yes | UNVERIFIED - MODEL BASELINE | Estim8r original model baseline | N/A | [7 empty] | NO | Do not use as an authoritative bid labor unit until verified against a permitted source or company production history.
EL-01193 | 26 | Raceways | Fittings | Install RTRC/Fiberglass Sealing fitting | 4 in | RTRC/Fiberglass | EA | 0.946 | 0.946 | 1.183 | 1.419 | Electrician |  | All | Both | Layout and normal installation | Supervision; unusual access; premium time |  | Original estimating baseline; calibrate to company history |  |  | Yes | UNVERIFIED - MODEL BASELINE | Estim8r original model baseline | N/A | [7 empty] | NO | Do not use as an authoritative bid labor unit until verified against a permitted source or company production history.
EL-01194 | 26 | Raceways | Conduit Installation | Install RTRC/Fiberglass | 5 in | RTRC/Fiberglass | LF | 0.225 | 0.225 | 0.281 | 0.338 | Electrician |  | All | Both | Layout and normal installation | Supervision; unusual access; premium time | Straight-run baseline; fittings, supports, bends and penetrations can be separate line items. | Original estimating baseline; calibrate to company history |  |  | Yes | UNVERIFIED - MODEL BASELINE | Estim8r original model baseline | N/A | [7 empty] | NO | Do not use as an authoritative bid labor unit until verified against a permitted source or company production history.
EL-01195 | 26 | Raceways | Fittings | Install RTRC/Fiberglass Connector | 5 in | RTRC/Fiberglass | EA | 0.144 | 0.144 | 0.18 | 0.216 | Electrician |  | All | Both | Layout and normal installation | Supervision; unusual access; premium time |  | Original estimating baseline; calibrate to company history |  |  | Yes | UNVERIFIED - MODEL BASELINE | Estim8r original model baseline | N/A | [7 empty] | NO | Do not use as an authoritative bid labor unit until verified against a permitted source or company production history.
EL-01196 | 26 | Raceways | Fittings | Install RTRC/Fiberglass Coupling | 5 in | RTRC/Fiberglass | EA | 0.126 | 0.126 | 0.158 | 0.189 | Electrician |  | All | Both | Layout and normal installation | Supervision; unusual access; premium time |  | Original estimating baseline; calibrate to company history |  |  | Yes | UNVERIFIED - MODEL BASELINE | Estim8r original model baseline | N/A | [7 empty] | NO | Do not use as an authoritative bid labor unit until verified against a permitted source or company production history.
EL-01197 | 26 | Raceways | Fittings | Install RTRC/Fiberglass Factory elbow | 5 in | RTRC/Fiberglass | EA | 0.324 | 0.324 | 0.405 | 0.486 | Electrician |  | All | Both | Layout and normal installation | Supervision; unusual access; premium time |  | Original estimating baseline; calibrate to company history |  |  | Yes | UNVERIFIED - MODEL BASELINE | Estim8r original model baseline | N/A | [7 empty] | NO | Do not use as an authoritative bid labor unit until verified against a permitted source or company production history.
EL-01198 | 26 | Raceways | Fittings | Install RTRC/Fiberglass Conduit body | 5 in | RTRC/Fiberglass | EA | 0.396 | 0.396 | 0.495 | 0.594 | Electrician |  | All | Both | Layout and normal installation | Supervision; unusual access; premium time |  | Original estimating baseline; calibrate to company history |  |  | Yes | UNVERIFIED - MODEL BASELINE | Estim8r original model baseline | N/A | [7 empty] | NO | Do not use as an authoritative bid labor unit until verified against a permitted source or company production history.
EL-01199 | 26 | Raceways | Fittings | Install RTRC/Fiberglass Bushing | 5 in | RTRC/Fiberglass | EA | 0.09 | 0.09 | 0.113 | 0.135 | Electrician |  | All | Both | Layout and normal installation | Supervision; unusual access; premium time |  | Original estimating baseline; calibrate to company history |  |  | Yes | UNVERIFIED - MODEL BASELINE | Estim8r original model baseline | N/A | [7 empty] | NO | Do not use as an authoritative bid labor unit until verified against a permitted source or company production history.
EL-01200 | 26 | Raceways | Fittings | Install RTRC/Fiberglass Grounding bushing | 5 in | RTRC/Fiberglass | EA | 0.288 | 0.288 | 0.36 | 0.432 | Electrician |  | All | Both | Layout and normal installation | Supervision; unusual access; premium time |  | Original estimating baseline; calibrate to company history |  |  | Yes | UNVERIFIED - MODEL BASELINE | Estim8r original model baseline | N/A | [7 empty] | NO | Do not use as an authoritative bid labor unit until verified against a permitted source or company production history.
EL-01201 | 26 | Raceways | Fittings | Install RTRC/Fiberglass Locknut | 5 in | RTRC/Fiberglass | EA | 0.063 | 0.063 | 0.079 | 0.095 | Electrician |  | All | Both | Layout and normal installation | Supervision; unusual access; premium time |  | Original estimating baseline; calibrate to company history |  |  | Yes | UNVERIFIED - MODEL BASELINE | Estim8r original model baseline | N/A | [7 empty] | NO | Do not use as an authoritative bid labor unit until verified against a permitted source or company production history.
EL-01202 | 26 | Raceways | Fittings | Install RTRC/Fiberglass Sealing fitting | 5 in | RTRC/Fiberglass | EA | 0.99 | 0.99 | 1.238 | 1.485 | Electrician |  | All | Both | Layout and normal installation | Supervision; unusual access; premium time |  | Original estimating baseline; calibrate to company history |  |  | Yes | UNVERIFIED - MODEL BASELINE | Estim8r original model baseline | N/A | [7 empty] | NO | Do not use as an authoritative bid labor unit until verified against a permitted source or company production history.
EL-01203 | 26 | Raceways | Conduit Installation | Install RTRC/Fiberglass | 6 in | RTRC/Fiberglass | LF | 0.288 | 0.288 | 0.36 | 0.432 | Electrician |  | All | Both | Layout and normal installation | Supervision; unusual access; premium time | Straight-run baseline; fittings, supports, bends and penetrations can be separate line items. | Original estimating baseline; calibrate to company history |  |  | Yes | UNVERIFIED - MODEL BASELINE | Estim8r original model baseline | N/A | [7 empty] | NO | Do not use as an authoritative bid labor unit until verified against a permitted source or company production history.
EL-01204 | 26 | Raceways | Fittings | Install RTRC/Fiberglass Connector | 6 in | RTRC/Fiberglass | EA | 0.1504 | 0.1504 | 0.188 | 0.226 | Electrician |  | All | Both | Layout and normal installation | Supervision; unusual access; premium time |  | Original estimating baseline; calibrate to company history |  |  | Yes | UNVERIFIED - MODEL BASELINE | Estim8r original model baseline | N/A | [7 empty] | NO | Do not use as an authoritative bid labor unit until verified against a permitted source or company production history.
EL-01205 | 26 | Raceways | Fittings | Install RTRC/Fiberglass Coupling | 6 in | RTRC/Fiberglass | EA | 0.1316 | 0.1316 | 0.164 | 0.197 | Electrician |  | All | Both | Layout and normal installation | Supervision; unusual access; premium time |  | Original estimating baseline; calibrate to company history |  |  | Yes | UNVERIFIED - MODEL BASELINE | Estim8r original model baseline | N/A | [7 empty] | NO | Do not use as an authoritative bid labor unit until verified against a permitted source or company production history.
EL-01206 | 26 | Raceways | Fittings | Install RTRC/Fiberglass Factory elbow | 6 in | RTRC/Fiberglass | EA | 0.3384 | 0.3384 | 0.423 | 0.508 | Electrician |  | All | Both | Layout and normal installation | Supervision; unusual access; premium time |  | Original estimating baseline; calibrate to company history |  |  | Yes | UNVERIFIED - MODEL BASELINE | Estim8r original model baseline | N/A | [7 empty] | NO | Do not use as an authoritative bid labor unit until verified against a permitted source or company production history.
EL-01207 | 26 | Raceways | Fittings | Install RTRC/Fiberglass Conduit body | 6 in | RTRC/Fiberglass | EA | 0.4136 | 0.4136 | 0.517 | 0.62 | Electrician |  | All | Both | Layout and normal installation | Supervision; unusual access; premium time |  | Original estimating baseline; calibrate to company history |  |  | Yes | UNVERIFIED - MODEL BASELINE | Estim8r original model baseline | N/A | [7 empty] | NO | Do not use as an authoritative bid labor unit until verified against a permitted source or company production history.
EL-01208 | 26 | Raceways | Fittings | Install RTRC/Fiberglass Bushing | 6 in | RTRC/Fiberglass | EA | 0.094 | 0.094 | 0.117 | 0.141 | Electrician |  | All | Both | Layout and normal installation | Supervision; unusual access; premium time |  | Original estimating baseline; calibrate to company history |  |  | Yes | UNVERIFIED - MODEL BASELINE | Estim8r original model baseline | N/A | [7 empty] | NO | Do not use as an authoritative bid labor unit until verified against a permitted source or company production history.
EL-01209 | 26 | Raceways | Fittings | Install RTRC/Fiberglass Grounding bushing | 6 in | RTRC/Fiberglass | EA | 0.3008 | 0.3008 | 0.376 | 0.451 | Electrician |  | All | Both | Layout and normal installation | Supervision; unusual access; premium time |  | Original estimating baseline; calibrate to company history |  |  | Yes | UNVERIFIED - MODEL BASELINE | Estim8r original model baseline | N/A | [7 empty] | NO | Do not use as an authoritative bid labor unit until verified against a permitted source or company production history.
EL-01210 | 26 | Raceways | Fittings | Install RTRC/Fiberglass Locknut | 6 in | RTRC/Fiberglass | EA | 0.0658 | 0.0658 | 0.082 | 0.099 | Electrician |  | All | Both | Layout and normal installation | Supervision; unusual access; premium time |  | Original estimating baseline; calibrate to company history |  |  | Yes | UNVERIFIED - MODEL BASELINE | Estim8r original model baseline | N/A | [7 empty] | NO | Do not use as an authoritative bid labor unit until verified against a permitted source or company production history.
EL-01211 | 26 | Raceways | Fittings | Install RTRC/Fiberglass Sealing fitting | 6 in | RTRC/Fiberglass | EA | 1.034 | 1.034 | 1.292 | 1.551 | Electrician |  | All | Both | Layout and normal installation | Supervision; unusual access; premium time |  | Original estimating baseline; calibrate to company history |  |  | Yes | UNVERIFIED - MODEL BASELINE | Estim8r original model baseline | N/A | [7 empty] | NO | Do not use as an authoritative bid labor unit until verified against a permitted source or company production history.
EL-01212 | 26 | Raceways | Conduit Installation | Install HDPE | 1/2 in | HDPE | LF | 0.0247 | 0.0247 | 0.031 | 0.037 | Electrician |  | All | Both | Layout and normal installation | Supervision; unusual access; premium time | Straight-run baseline; fittings, supports, bends and penetrations can be separate line items. | Original estimating baseline; calibrate to company history |  |  | Yes | UNVERIFIED - MODEL BASELINE | Estim8r original model baseline | N/A | [7 empty] | NO | Do not use as an authoritative bid labor unit until verified against a permitted source or company production history.
EL-01213 | 26 | Raceways | Fittings | Install HDPE Connector | 1/2 in | HDPE | EA | 0.08 | 0.08 | 0.1 | 0.12 | Electrician |  | All | Both | Layout and normal installation | Supervision; unusual access; premium time |  | Original estimating baseline; calibrate to company history |  |  | Yes | UNVERIFIED - MODEL BASELINE | Estim8r original model baseline | N/A | [7 empty] | NO | Do not use as an authoritative bid labor unit until verified against a permitted source or company production history.
EL-01214 | 26 | Raceways | Fittings | Install HDPE Coupling | 1/2 in | HDPE | EA | 0.07 | 0.07 | 0.088 | 0.105 | Electrician |  | All | Both | Layout and normal installation | Supervision; unusual access; premium time |  | Original estimating baseline; calibrate to company history |  |  | Yes | UNVERIFIED - MODEL BASELINE | Estim8r original model baseline | N/A | [7 empty] | NO | Do not use as an authoritative bid labor unit until verified against a permitted source or company production history.
EL-01215 | 26 | Raceways | Fittings | Install HDPE Factory elbow | 1/2 in | HDPE | EA | 0.18 | 0.18 | 0.225 | 0.27 | Electrician |  | All | Both | Layout and normal installation | Supervision; unusual access; premium time |  | Original estimating baseline; calibrate to company history |  |  | Yes | UNVERIFIED - MODEL BASELINE | Estim8r original model baseline | N/A | [7 empty] | NO | Do not use as an authoritative bid labor unit until verified against a permitted source or company production history.
EL-01216 | 26 | Raceways | Fittings | Install HDPE Conduit body | 1/2 in | HDPE | EA | 0.22 | 0.22 | 0.275 | 0.33 | Electrician |  | All | Both | Layout and normal installation | Supervision; unusual access; premium time |  | Original estimating baseline; calibrate to company history |  |  | Yes | UNVERIFIED - MODEL BASELINE | Estim8r original model baseline | N/A | [7 empty] | NO | Do not use as an authoritative bid labor unit until verified against a permitted source or company production history.
EL-01217 | 26 | Raceways | Fittings | Install HDPE Bushing | 1/2 in | HDPE | EA | 0.05 | 0.05 | 0.062 | 0.075 | Electrician |  | All | Both | Layout and normal installation | Supervision; unusual access; premium time |  | Original estimating baseline; calibrate to company history |  |  | Yes | UNVERIFIED - MODEL BASELINE | Estim8r original model baseline | N/A | [7 empty] | NO | Do not use as an authoritative bid labor unit until verified against a permitted source or company production history.
EL-01218 | 26 | Raceways | Fittings | Install HDPE Grounding bushing | 1/2 in | HDPE | EA | 0.16 | 0.16 | 0.2 | 0.24 | Electrician |  | All | Both | Layout and normal installation | Supervision; unusual access; premium time |  | Original estimating baseline; calibrate to company history |  |  | Yes | UNVERIFIED - MODEL BASELINE | Estim8r original model baseline | N/A | [7 empty] | NO | Do not use as an authoritative bid labor unit until verified against a permitted source or company production history.
EL-01219 | 26 | Raceways | Fittings | Install HDPE Locknut | 1/2 in | HDPE | EA | 0.035 | 0.035 | 0.044 | 0.053 | Electrician |  | All | Both | Layout and normal installation | Supervision; unusual access; premium time |  | Original estimating baseline; calibrate to company history |  |  | Yes | UNVERIFIED - MODEL BASELINE | Estim8r original model baseline | N/A | [7 empty] | NO | Do not use as an authoritative bid labor unit until verified against a permitted source or company production history.
EL-01220 | 26 | Raceways | Fittings | Install HDPE Sealing fitting | 1/2 in | HDPE | EA | 0.55 | 0.55 | 0.688 | 0.825 | Electrician |  | All | Both | Layout and normal installation | Supervision; unusual access; premium time |  | Original estimating baseline; calibrate to company history |  |  | Yes | UNVERIFIED - MODEL BASELINE | Estim8r original model baseline | N/A | [7 empty] | NO | Do not use as an authoritative bid labor unit until verified against a permitted source or company production history.
EL-01221 | 26 | Raceways | Conduit Installation | Install HDPE | 3/4 in | HDPE | LF | 0.02925 | 0.02925 | 0.037 | 0.044 | Electrician |  | All | Both | Layout and normal installation | Supervision; unusual access; premium time | Straight-run baseline; fittings, supports, bends and penetrations can be separate line items. | Original estimating baseline; calibrate to company history |  |  | Yes | UNVERIFIED - MODEL BASELINE | Estim8r original model baseline | N/A | [7 empty] | NO | Do not use as an authoritative bid labor unit until verified against a permitted source or company production history.
EL-01222 | 26 | Raceways | Fittings | Install HDPE Connector | 3/4 in | HDPE | EA | 0.0864 | 0.0864 | 0.108 | 0.13 | Electrician |  | All | Both | Layout and normal installation | Supervision; unusual access; premium time |  | Original estimating baseline; calibrate to company history |  |  | Yes | UNVERIFIED - MODEL BASELINE | Estim8r original model baseline | N/A | [7 empty] | NO | Do not use as an authoritative bid labor unit until verified against a permitted source or company production history.
EL-01223 | 26 | Raceways | Fittings | Install HDPE Coupling | 3/4 in | HDPE | EA | 0.0756 | 0.0756 | 0.095 | 0.113 | Electrician |  | All | Both | Layout and normal installation | Supervision; unusual access; premium time |  | Original estimating baseline; calibrate to company history |  |  | Yes | UNVERIFIED - MODEL BASELINE | Estim8r original model baseline | N/A | [7 empty] | NO | Do not use as an authoritative bid labor unit until verified against a permitted source or company production history.
EL-01224 | 26 | Raceways | Fittings | Install HDPE Factory elbow | 3/4 in | HDPE | EA | 0.1944 | 0.1944 | 0.243 | 0.292 | Electrician |  | All | Both | Layout and normal installation | Supervision; unusual access; premium time |  | Original estimating baseline; calibrate to company history |  |  | Yes | UNVERIFIED - MODEL BASELINE | Estim8r original model baseline | N/A | [7 empty] | NO | Do not use as an authoritative bid labor unit until verified against a permitted source or company production history.
EL-01225 | 26 | Raceways | Fittings | Install HDPE Conduit body | 3/4 in | HDPE | EA | 0.2376 | 0.2376 | 0.297 | 0.356 | Electrician |  | All | Both | Layout and normal installation | Supervision; unusual access; premium time |  | Original estimating baseline; calibrate to company history |  |  | Yes | UNVERIFIED - MODEL BASELINE | Estim8r original model baseline | N/A | [7 empty] | NO | Do not use as an authoritative bid labor unit until verified against a permitted source or company production history.
EL-01226 | 26 | Raceways | Fittings | Install HDPE Bushing | 3/4 in | HDPE | EA | 0.054 | 0.054 | 0.068 | 0.081 | Electrician |  | All | Both | Layout and normal installation | Supervision; unusual access; premium time |  | Original estimating baseline; calibrate to company history |  |  | Yes | UNVERIFIED - MODEL BASELINE | Estim8r original model baseline | N/A | [7 empty] | NO | Do not use as an authoritative bid labor unit until verified against a permitted source or company production history.
EL-01227 | 26 | Raceways | Fittings | Install HDPE Grounding bushing | 3/4 in | HDPE | EA | 0.1728 | 0.1728 | 0.216 | 0.259 | Electrician |  | All | Both | Layout and normal installation | Supervision; unusual access; premium time |  | Original estimating baseline; calibrate to company history |  |  | Yes | UNVERIFIED - MODEL BASELINE | Estim8r original model baseline | N/A | [7 empty] | NO | Do not use as an authoritative bid labor unit until verified against a permitted source or company production history.
EL-01228 | 26 | Raceways | Fittings | Install HDPE Locknut | 3/4 in | HDPE | EA | 0.0378 | 0.0378 | 0.047 | 0.057 | Electrician |  | All | Both | Layout and normal installation | Supervision; unusual access; premium time |  | Original estimating baseline; calibrate to company history |  |  | Yes | UNVERIFIED - MODEL BASELINE | Estim8r original model baseline | N/A | [7 empty] | NO | Do not use as an authoritative bid labor unit until verified against a permitted source or company production history.
EL-01229 | 26 | Raceways | Fittings | Install HDPE Sealing fitting | 3/4 in | HDPE | EA | 0.594 | 0.594 | 0.743 | 0.891 | Electrician |  | All | Both | Layout and normal installation | Supervision; unusual access; premium time |  | Original estimating baseline; calibrate to company history |  |  | Yes | UNVERIFIED - MODEL BASELINE | Estim8r original model baseline | N/A | [7 empty] | NO | Do not use as an authoritative bid labor unit until verified against a permitted source or company production history.
EL-01230 | 26 | Raceways | Conduit Installation | Install HDPE | 1 in | HDPE | LF | 0.0338 | 0.0338 | 0.042 | 0.051 | Electrician |  | All | Both | Layout and normal installation | Supervision; unusual access; premium time | Straight-run baseline; fittings, supports, bends and penetrations can be separate line items. | Original estimating baseline; calibrate to company history |  |  | Yes | UNVERIFIED - MODEL BASELINE | Estim8r original model baseline | N/A | [7 empty] | NO | Do not use as an authoritative bid labor unit until verified against a permitted source or company production history.
EL-01231 | 26 | Raceways | Fittings | Install HDPE Connector | 1 in | HDPE | EA | 0.0928 | 0.0928 | 0.116 | 0.139 | Electrician |  | All | Both | Layout and normal installation | Supervision; unusual access; premium time |  | Original estimating baseline; calibrate to company history |  |  | Yes | UNVERIFIED - MODEL BASELINE | Estim8r original model baseline | N/A | [7 empty] | NO | Do not use as an authoritative bid labor unit until verified against a permitted source or company production history.
EL-01232 | 26 | Raceways | Fittings | Install HDPE Coupling | 1 in | HDPE | EA | 0.0812 | 0.0812 | 0.102 | 0.122 | Electrician |  | All | Both | Layout and normal installation | Supervision; unusual access; premium time |  | Original estimating baseline; calibrate to company history |  |  | Yes | UNVERIFIED - MODEL BASELINE | Estim8r original model baseline | N/A | [7 empty] | NO | Do not use as an authoritative bid labor unit until verified against a permitted source or company production history.
EL-01233 | 26 | Raceways | Fittings | Install HDPE Factory elbow | 1 in | HDPE | EA | 0.2088 | 0.2088 | 0.261 | 0.313 | Electrician |  | All | Both | Layout and normal installation | Supervision; unusual access; premium time |  | Original estimating baseline; calibrate to company history |  |  | Yes | UNVERIFIED - MODEL BASELINE | Estim8r original model baseline | N/A | [7 empty] | NO | Do not use as an authoritative bid labor unit until verified against a permitted source or company production history.
EL-01234 | 26 | Raceways | Fittings | Install HDPE Conduit body | 1 in | HDPE | EA | 0.2552 | 0.2552 | 0.319 | 0.383 | Electrician |  | All | Both | Layout and normal installation | Supervision; unusual access; premium time |  | Original estimating baseline; calibrate to company history |  |  | Yes | UNVERIFIED - MODEL BASELINE | Estim8r original model baseline | N/A | [7 empty] | NO | Do not use as an authoritative bid labor unit until verified against a permitted source or company production history.
EL-01235 | 26 | Raceways | Fittings | Install HDPE Bushing | 1 in | HDPE | EA | 0.058 | 0.058 | 0.072 | 0.087 | Electrician |  | All | Both | Layout and normal installation | Supervision; unusual access; premium time |  | Original estimating baseline; calibrate to company history |  |  | Yes | UNVERIFIED - MODEL BASELINE | Estim8r original model baseline | N/A | [7 empty] | NO | Do not use as an authoritative bid labor unit until verified against a permitted source or company production history.
EL-01236 | 26 | Raceways | Fittings | Install HDPE Grounding bushing | 1 in | HDPE | EA | 0.1856 | 0.1856 | 0.232 | 0.278 | Electrician |  | All | Both | Layout and normal installation | Supervision; unusual access; premium time |  | Original estimating baseline; calibrate to company history |  |  | Yes | UNVERIFIED - MODEL BASELINE | Estim8r original model baseline | N/A | [7 empty] | NO | Do not use as an authoritative bid labor unit until verified against a permitted source or company production history.
EL-01237 | 26 | Raceways | Fittings | Install HDPE Locknut | 1 in | HDPE | EA | 0.0406 | 0.0406 | 0.051 | 0.061 | Electrician |  | All | Both | Layout and normal installation | Supervision; unusual access; premium time |  | Original estimating baseline; calibrate to company history |  |  | Yes | UNVERIFIED - MODEL BASELINE | Estim8r original model baseline | N/A | [7 empty] | NO | Do not use as an authoritative bid labor unit until verified against a permitted source or company production history.
EL-01238 | 26 | Raceways | Fittings | Install HDPE Sealing fitting | 1 in | HDPE | EA | 0.638 | 0.638 | 0.797 | 0.957 | Electrician |  | All | Both | Layout and normal installation | Supervision; unusual access; premium time |  | Original estimating baseline; calibrate to company history |  |  | Yes | UNVERIFIED - MODEL BASELINE | Estim8r original model baseline | N/A | [7 empty] | NO | Do not use as an authoritative bid labor unit until verified against a permitted source or company production history.
EL-01239 | 26 | Raceways | Conduit Installation | Install HDPE | 1-1/4 in | HDPE | LF | 0.04225 | 0.04225 | 0.053 | 0.063 | Electrician |  | All | Both | Layout and normal installation | Supervision; unusual access; premium time | Straight-run baseline; fittings, supports, bends and penetrations can be separate line items. | Original estimating baseline; calibrate to company history |  |  | Yes | UNVERIFIED - MODEL BASELINE | Estim8r original model baseline | N/A | [7 empty] | NO | Do not use as an authoritative bid labor unit until verified against a permitted source or company production history.
EL-01240 | 26 | Raceways | Fittings | Install HDPE Connector | 1-1/4 in | HDPE | EA | 0.0992 | 0.0992 | 0.124 | 0.149 | Electrician |  | All | Both | Layout and normal installation | Supervision; unusual access; premium time |  | Original estimating baseline; calibrate to company history |  |  | Yes | UNVERIFIED - MODEL BASELINE | Estim8r original model baseline | N/A | [7 empty] | NO | Do not use as an authoritative bid labor unit until verified against a permitted source or company production history.
EL-01241 | 26 | Raceways | Fittings | Install HDPE Coupling | 1-1/4 in | HDPE | EA | 0.0868 | 0.0868 | 0.108 | 0.13 | Electrician |  | All | Both | Layout and normal installation | Supervision; unusual access; premium time |  | Original estimating baseline; calibrate to company history |  |  | Yes | UNVERIFIED - MODEL BASELINE | Estim8r original model baseline | N/A | [7 empty] | NO | Do not use as an authoritative bid labor unit until verified against a permitted source or company production history.
EL-01242 | 26 | Raceways | Fittings | Install HDPE Factory elbow | 1-1/4 in | HDPE | EA | 0.2232 | 0.2232 | 0.279 | 0.335 | Electrician |  | All | Both | Layout and normal installation | Supervision; unusual access; premium time |  | Original estimating baseline; calibrate to company history |  |  | Yes | UNVERIFIED - MODEL BASELINE | Estim8r original model baseline | N/A | [7 empty] | NO | Do not use as an authoritative bid labor unit until verified against a permitted source or company production history.
EL-01243 | 26 | Raceways | Fittings | Install HDPE Conduit body | 1-1/4 in | HDPE | EA | 0.2728 | 0.2728 | 0.341 | 0.409 | Electrician |  | All | Both | Layout and normal installation | Supervision; unusual access; premium time |  | Original estimating baseline; calibrate to company history |  |  | Yes | UNVERIFIED - MODEL BASELINE | Estim8r original model baseline | N/A | [7 empty] | NO | Do not use as an authoritative bid labor unit until verified against a permitted source or company production history.
EL-01244 | 26 | Raceways | Fittings | Install HDPE Bushing | 1-1/4 in | HDPE | EA | 0.062 | 0.062 | 0.077 | 0.093 | Electrician |  | All | Both | Layout and normal installation | Supervision; unusual access; premium time |  | Original estimating baseline; calibrate to company history |  |  | Yes | UNVERIFIED - MODEL BASELINE | Estim8r original model baseline | N/A | [7 empty] | NO | Do not use as an authoritative bid labor unit until verified against a permitted source or company production history.
EL-01245 | 26 | Raceways | Fittings | Install HDPE Grounding bushing | 1-1/4 in | HDPE | EA | 0.1984 | 0.1984 | 0.248 | 0.298 | Electrician |  | All | Both | Layout and normal installation | Supervision; unusual access; premium time |  | Original estimating baseline; calibrate to company history |  |  | Yes | UNVERIFIED - MODEL BASELINE | Estim8r original model baseline | N/A | [7 empty] | NO | Do not use as an authoritative bid labor unit until verified against a permitted source or company production history.
EL-01246 | 26 | Raceways | Fittings | Install HDPE Locknut | 1-1/4 in | HDPE | EA | 0.0434 | 0.0434 | 0.054 | 0.065 | Electrician |  | All | Both | Layout and normal installation | Supervision; unusual access; premium time |  | Original estimating baseline; calibrate to company history |  |  | Yes | UNVERIFIED - MODEL BASELINE | Estim8r original model baseline | N/A | [7 empty] | NO | Do not use as an authoritative bid labor unit until verified against a permitted source or company production history.
EL-01247 | 26 | Raceways | Fittings | Install HDPE Sealing fitting | 1-1/4 in | HDPE | EA | 0.682 | 0.682 | 0.853 | 1.023 | Electrician |  | All | Both | Layout and normal installation | Supervision; unusual access; premium time |  | Original estimating baseline; calibrate to company history |  |  | Yes | UNVERIFIED - MODEL BASELINE | Estim8r original model baseline | N/A | [7 empty] | NO | Do not use as an authoritative bid labor unit until verified against a permitted source or company production history.
EL-01248 | 26 | Raceways | Conduit Installation | Install HDPE | 1-1/2 in | HDPE | LF | 0.04875 | 0.04875 | 0.061 | 0.073 | Electrician |  | All | Both | Layout and normal installation | Supervision; unusual access; premium time | Straight-run baseline; fittings, supports, bends and penetrations can be separate line items. | Original estimating baseline; calibrate to company history |  |  | Yes | UNVERIFIED - MODEL BASELINE | Estim8r original model baseline | N/A | [7 empty] | NO | Do not use as an authoritative bid labor unit until verified against a permitted source or company production history.
EL-01249 | 26 | Raceways | Fittings | Install HDPE Connector | 1-1/2 in | HDPE | EA | 0.1056 | 0.1056 | 0.132 | 0.158 | Electrician |  | All | Both | Layout and normal installation | Supervision; unusual access; premium time |  | Original estimating baseline; calibrate to company history |  |  | Yes | UNVERIFIED - MODEL BASELINE | Estim8r original model baseline | N/A | [7 empty] | NO | Do not use as an authoritative bid labor unit until verified against a permitted source or company production history.
EL-01250 | 26 | Raceways | Fittings | Install HDPE Coupling | 1-1/2 in | HDPE | EA | 0.0924 | 0.0924 | 0.116 | 0.139 | Electrician |  | All | Both | Layout and normal installation | Supervision; unusual access; premium time |  | Original estimating baseline; calibrate to company history |  |  | Yes | UNVERIFIED - MODEL BASELINE | Estim8r original model baseline | N/A | [7 empty] | NO | Do not use as an authoritative bid labor unit until verified against a permitted source or company production history.
EL-01251 | 26 | Raceways | Fittings | Install HDPE Factory elbow | 1-1/2 in | HDPE | EA | 0.2376 | 0.2376 | 0.297 | 0.356 | Electrician |  | All | Both | Layout and normal installation | Supervision; unusual access; premium time |  | Original estimating baseline; calibrate to company history |  |  | Yes | UNVERIFIED - MODEL BASELINE | Estim8r original model baseline | N/A | [7 empty] | NO | Do not use as an authoritative bid labor unit until verified against a permitted source or company production history.
EL-01252 | 26 | Raceways | Fittings | Install HDPE Conduit body | 1-1/2 in | HDPE | EA | 0.2904 | 0.2904 | 0.363 | 0.436 | Electrician |  | All | Both | Layout and normal installation | Supervision; unusual access; premium time |  | Original estimating baseline; calibrate to company history |  |  | Yes | UNVERIFIED - MODEL BASELINE | Estim8r original model baseline | N/A | [7 empty] | NO | Do not use as an authoritative bid labor unit until verified against a permitted source or company production history.
EL-01253 | 26 | Raceways | Fittings | Install HDPE Bushing | 1-1/2 in | HDPE | EA | 0.066 | 0.066 | 0.083 | 0.099 | Electrician |  | All | Both | Layout and normal installation | Supervision; unusual access; premium time |  | Original estimating baseline; calibrate to company history |  |  | Yes | UNVERIFIED - MODEL BASELINE | Estim8r original model baseline | N/A | [7 empty] | NO | Do not use as an authoritative bid labor unit until verified against a permitted source or company production history.
EL-01254 | 26 | Raceways | Fittings | Install HDPE Grounding bushing | 1-1/2 in | HDPE | EA | 0.2112 | 0.2112 | 0.264 | 0.317 | Electrician |  | All | Both | Layout and normal installation | Supervision; unusual access; premium time |  | Original estimating baseline; calibrate to company history |  |  | Yes | UNVERIFIED - MODEL BASELINE | Estim8r original model baseline | N/A | [7 empty] | NO | Do not use as an authoritative bid labor unit until verified against a permitted source or company production history.
EL-01255 | 26 | Raceways | Fittings | Install HDPE Locknut | 1-1/2 in | HDPE | EA | 0.0462 | 0.0462 | 0.058 | 0.069 | Electrician |  | All | Both | Layout and normal installation | Supervision; unusual access; premium time |  | Original estimating baseline; calibrate to company history |  |  | Yes | UNVERIFIED - MODEL BASELINE | Estim8r original model baseline | N/A | [7 empty] | NO | Do not use as an authoritative bid labor unit until verified against a permitted source or company production history.
EL-01256 | 26 | Raceways | Fittings | Install HDPE Sealing fitting | 1-1/2 in | HDPE | EA | 0.726 | 0.726 | 0.908 | 1.089 | Electrician |  | All | Both | Layout and normal installation | Supervision; unusual access; premium time |  | Original estimating baseline; calibrate to company history |  |  | Yes | UNVERIFIED - MODEL BASELINE | Estim8r original model baseline | N/A | [7 empty] | NO | Do not use as an authoritative bid labor unit until verified against a permitted source or company production history.
EL-01257 | 26 | Raceways | Conduit Installation | Install HDPE | 2 in | HDPE | LF | 0.0585 | 0.0585 | 0.073 | 0.088 | Electrician |  | All | Both | Layout and normal installation | Supervision; unusual access; premium time | Straight-run baseline; fittings, supports, bends and penetrations can be separate line items. | Original estimating baseline; calibrate to company history |  |  | Yes | UNVERIFIED - MODEL BASELINE | Estim8r original model baseline | N/A | [7 empty] | NO | Do not use as an authoritative bid labor unit until verified against a permitted source or company production history.
EL-01258 | 26 | Raceways | Fittings | Install HDPE Connector | 2 in | HDPE | EA | 0.112 | 0.112 | 0.14 | 0.168 | Electrician |  | All | Both | Layout and normal installation | Supervision; unusual access; premium time |  | Original estimating baseline; calibrate to company history |  |  | Yes | UNVERIFIED - MODEL BASELINE | Estim8r original model baseline | N/A | [7 empty] | NO | Do not use as an authoritative bid labor unit until verified against a permitted source or company production history.
EL-01259 | 26 | Raceways | Fittings | Install HDPE Coupling | 2 in | HDPE | EA | 0.098 | 0.098 | 0.122 | 0.147 | Electrician |  | All | Both | Layout and normal installation | Supervision; unusual access; premium time |  | Original estimating baseline; calibrate to company history |  |  | Yes | UNVERIFIED - MODEL BASELINE | Estim8r original model baseline | N/A | [7 empty] | NO | Do not use as an authoritative bid labor unit until verified against a permitted source or company production history.
EL-01260 | 26 | Raceways | Fittings | Install HDPE Factory elbow | 2 in | HDPE | EA | 0.252 | 0.252 | 0.315 | 0.378 | Electrician |  | All | Both | Layout and normal installation | Supervision; unusual access; premium time |  | Original estimating baseline; calibrate to company history |  |  | Yes | UNVERIFIED - MODEL BASELINE | Estim8r original model baseline | N/A | [7 empty] | NO | Do not use as an authoritative bid labor unit until verified against a permitted source or company production history.
EL-01261 | 26 | Raceways | Fittings | Install HDPE Conduit body | 2 in | HDPE | EA | 0.308 | 0.308 | 0.385 | 0.462 | Electrician |  | All | Both | Layout and normal installation | Supervision; unusual access; premium time |  | Original estimating baseline; calibrate to company history |  |  | Yes | UNVERIFIED - MODEL BASELINE | Estim8r original model baseline | N/A | [7 empty] | NO | Do not use as an authoritative bid labor unit until verified against a permitted source or company production history.
EL-01262 | 26 | Raceways | Fittings | Install HDPE Bushing | 2 in | HDPE | EA | 0.07 | 0.07 | 0.087 | 0.105 | Electrician |  | All | Both | Layout and normal installation | Supervision; unusual access; premium time |  | Original estimating baseline; calibrate to company history |  |  | Yes | UNVERIFIED - MODEL BASELINE | Estim8r original model baseline | N/A | [7 empty] | NO | Do not use as an authoritative bid labor unit until verified against a permitted source or company production history.
EL-01263 | 26 | Raceways | Fittings | Install HDPE Grounding bushing | 2 in | HDPE | EA | 0.224 | 0.224 | 0.28 | 0.336 | Electrician |  | All | Both | Layout and normal installation | Supervision; unusual access; premium time |  | Original estimating baseline; calibrate to company history |  |  | Yes | UNVERIFIED - MODEL BASELINE | Estim8r original model baseline | N/A | [7 empty] | NO | Do not use as an authoritative bid labor unit until verified against a permitted source or company production history.
EL-01264 | 26 | Raceways | Fittings | Install HDPE Locknut | 2 in | HDPE | EA | 0.049 | 0.049 | 0.061 | 0.074 | Electrician |  | All | Both | Layout and normal installation | Supervision; unusual access; premium time |  | Original estimating baseline; calibrate to company history |  |  | Yes | UNVERIFIED - MODEL BASELINE | Estim8r original model baseline | N/A | [7 empty] | NO | Do not use as an authoritative bid labor unit until verified against a permitted source or company production history.
EL-01265 | 26 | Raceways | Fittings | Install HDPE Sealing fitting | 2 in | HDPE | EA | 0.77 | 0.77 | 0.963 | 1.155 | Electrician |  | All | Both | Layout and normal installation | Supervision; unusual access; premium time |  | Original estimating baseline; calibrate to company history |  |  | Yes | UNVERIFIED - MODEL BASELINE | Estim8r original model baseline | N/A | [7 empty] | NO | Do not use as an authoritative bid labor unit until verified against a permitted source or company production history.
EL-01266 | 26 | Raceways | Conduit Installation | Install HDPE | 2-1/2 in | HDPE | LF | 0.07475 | 0.07475 | 0.093 | 0.112 | Electrician |  | All | Both | Layout and normal installation | Supervision; unusual access; premium time | Straight-run baseline; fittings, supports, bends and penetrations can be separate line items. | Original estimating baseline; calibrate to company history |  |  | Yes | UNVERIFIED - MODEL BASELINE | Estim8r original model baseline | N/A | [7 empty] | NO | Do not use as an authoritative bid labor unit until verified against a permitted source or company production history.
EL-01267 | 26 | Raceways | Fittings | Install HDPE Connector | 2-1/2 in | HDPE | EA | 0.1184 | 0.1184 | 0.148 | 0.178 | Electrician |  | All | Both | Layout and normal installation | Supervision; unusual access; premium time |  | Original estimating baseline; calibrate to company history |  |  | Yes | UNVERIFIED - MODEL BASELINE | Estim8r original model baseline | N/A | [7 empty] | NO | Do not use as an authoritative bid labor unit until verified against a permitted source or company production history.
EL-01268 | 26 | Raceways | Fittings | Install HDPE Coupling | 2-1/2 in | HDPE | EA | 0.1036 | 0.1036 | 0.13 | 0.155 | Electrician |  | All | Both | Layout and normal installation | Supervision; unusual access; premium time |  | Original estimating baseline; calibrate to company history |  |  | Yes | UNVERIFIED - MODEL BASELINE | Estim8r original model baseline | N/A | [7 empty] | NO | Do not use as an authoritative bid labor unit until verified against a permitted source or company production history.
EL-01269 | 26 | Raceways | Fittings | Install HDPE Factory elbow | 2-1/2 in | HDPE | EA | 0.2664 | 0.2664 | 0.333 | 0.4 | Electrician |  | All | Both | Layout and normal installation | Supervision; unusual access; premium time |  | Original estimating baseline; calibrate to company history |  |  | Yes | UNVERIFIED - MODEL BASELINE | Estim8r original model baseline | N/A | [7 empty] | NO | Do not use as an authoritative bid labor unit until verified against a permitted source or company production history.
EL-01270 | 26 | Raceways | Fittings | Install HDPE Conduit body | 2-1/2 in | HDPE | EA | 0.3256 | 0.3256 | 0.407 | 0.488 | Electrician |  | All | Both | Layout and normal installation | Supervision; unusual access; premium time |  | Original estimating baseline; calibrate to company history |  |  | Yes | UNVERIFIED - MODEL BASELINE | Estim8r original model baseline | N/A | [7 empty] | NO | Do not use as an authoritative bid labor unit until verified against a permitted source or company production history.
EL-01271 | 26 | Raceways | Fittings | Install HDPE Bushing | 2-1/2 in | HDPE | EA | 0.074 | 0.074 | 0.092 | 0.111 | Electrician |  | All | Both | Layout and normal installation | Supervision; unusual access; premium time |  | Original estimating baseline; calibrate to company history |  |  | Yes | UNVERIFIED - MODEL BASELINE | Estim8r original model baseline | N/A | [7 empty] | NO | Do not use as an authoritative bid labor unit until verified against a permitted source or company production history.
EL-01272 | 26 | Raceways | Fittings | Install HDPE Grounding bushing | 2-1/2 in | HDPE | EA | 0.2368 | 0.2368 | 0.296 | 0.355 | Electrician |  | All | Both | Layout and normal installation | Supervision; unusual access; premium time |  | Original estimating baseline; calibrate to company history |  |  | Yes | UNVERIFIED - MODEL BASELINE | Estim8r original model baseline | N/A | [7 empty] | NO | Do not use as an authoritative bid labor unit until verified against a permitted source or company production history.
EL-01273 | 26 | Raceways | Fittings | Install HDPE Locknut | 2-1/2 in | HDPE | EA | 0.0518 | 0.0518 | 0.065 | 0.078 | Electrician |  | All | Both | Layout and normal installation | Supervision; unusual access; premium time |  | Original estimating baseline; calibrate to company history |  |  | Yes | UNVERIFIED - MODEL BASELINE | Estim8r original model baseline | N/A | [7 empty] | NO | Do not use as an authoritative bid labor unit until verified against a permitted source or company production history.
EL-01274 | 26 | Raceways | Fittings | Install HDPE Sealing fitting | 2-1/2 in | HDPE | EA | 0.814 | 0.814 | 1.018 | 1.221 | Electrician |  | All | Both | Layout and normal installation | Supervision; unusual access; premium time |  | Original estimating baseline; calibrate to company history |  |  | Yes | UNVERIFIED - MODEL BASELINE | Estim8r original model baseline | N/A | [7 empty] | NO | Do not use as an authoritative bid labor unit until verified against a permitted source or company production history.
EL-01275 | 26 | Raceways | Conduit Installation | Install HDPE | 3 in | HDPE | LF | 0.091 | 0.091 | 0.114 | 0.137 | Electrician |  | All | Both | Layout and normal installation | Supervision; unusual access; premium time | Straight-run baseline; fittings, supports, bends and penetrations can be separate line items. | Original estimating baseline; calibrate to company history |  |  | Yes | UNVERIFIED - MODEL BASELINE | Estim8r original model baseline | N/A | [7 empty] | NO | Do not use as an authoritative bid labor unit until verified against a permitted source or company production history.
EL-01276 | 26 | Raceways | Fittings | Install HDPE Connector | 3 in | HDPE | EA | 0.1248 | 0.1248 | 0.156 | 0.187 | Electrician |  | All | Both | Layout and normal installation | Supervision; unusual access; premium time |  | Original estimating baseline; calibrate to company history |  |  | Yes | UNVERIFIED - MODEL BASELINE | Estim8r original model baseline | N/A | [7 empty] | NO | Do not use as an authoritative bid labor unit until verified against a permitted source or company production history.
EL-01277 | 26 | Raceways | Fittings | Install HDPE Coupling | 3 in | HDPE | EA | 0.1092 | 0.1092 | 0.137 | 0.164 | Electrician |  | All | Both | Layout and normal installation | Supervision; unusual access; premium time |  | Original estimating baseline; calibrate to company history |  |  | Yes | UNVERIFIED - MODEL BASELINE | Estim8r original model baseline | N/A | [7 empty] | NO | Do not use as an authoritative bid labor unit until verified against a permitted source or company production history.
EL-01278 | 26 | Raceways | Fittings | Install HDPE Factory elbow | 3 in | HDPE | EA | 0.2808 | 0.2808 | 0.351 | 0.421 | Electrician |  | All | Both | Layout and normal installation | Supervision; unusual access; premium time |  | Original estimating baseline; calibrate to company history |  |  | Yes | UNVERIFIED - MODEL BASELINE | Estim8r original model baseline | N/A | [7 empty] | NO | Do not use as an authoritative bid labor unit until verified against a permitted source or company production history.
EL-01279 | 26 | Raceways | Fittings | Install HDPE Conduit body | 3 in | HDPE | EA | 0.3432 | 0.3432 | 0.429 | 0.515 | Electrician |  | All | Both | Layout and normal installation | Supervision; unusual access; premium time |  | Original estimating baseline; calibrate to company history |  |  | Yes | UNVERIFIED - MODEL BASELINE | Estim8r original model baseline | N/A | [7 empty] | NO | Do not use as an authoritative bid labor unit until verified against a permitted source or company production history.
EL-01280 | 26 | Raceways | Fittings | Install HDPE Bushing | 3 in | HDPE | EA | 0.078 | 0.078 | 0.098 | 0.117 | Electrician |  | All | Both | Layout and normal installation | Supervision; unusual access; premium time |  | Original estimating baseline; calibrate to company history |  |  | Yes | UNVERIFIED - MODEL BASELINE | Estim8r original model baseline | N/A | [7 empty] | NO | Do not use as an authoritative bid labor unit until verified against a permitted source or company production history.
EL-01281 | 26 | Raceways | Fittings | Install HDPE Grounding bushing | 3 in | HDPE | EA | 0.2496 | 0.2496 | 0.312 | 0.374 | Electrician |  | All | Both | Layout and normal installation | Supervision; unusual access; premium time |  | Original estimating baseline; calibrate to company history |  |  | Yes | UNVERIFIED - MODEL BASELINE | Estim8r original model baseline | N/A | [7 empty] | NO | Do not use as an authoritative bid labor unit until verified against a permitted source or company production history.
EL-01282 | 26 | Raceways | Fittings | Install HDPE Locknut | 3 in | HDPE | EA | 0.0546 | 0.0546 | 0.068 | 0.082 | Electrician |  | All | Both | Layout and normal installation | Supervision; unusual access; premium time |  | Original estimating baseline; calibrate to company history |  |  | Yes | UNVERIFIED - MODEL BASELINE | Estim8r original model baseline | N/A | [7 empty] | NO | Do not use as an authoritative bid labor unit until verified against a permitted source or company production history.
EL-01283 | 26 | Raceways | Fittings | Install HDPE Sealing fitting | 3 in | HDPE | EA | 0.858 | 0.858 | 1.073 | 1.287 | Electrician |  | All | Both | Layout and normal installation | Supervision; unusual access; premium time |  | Original estimating baseline; calibrate to company history |  |  | Yes | UNVERIFIED - MODEL BASELINE | Estim8r original model baseline | N/A | [7 empty] | NO | Do not use as an authoritative bid labor unit until verified against a permitted source or company production history.
EL-01284 | 26 | Raceways | Conduit Installation | Install HDPE | 3-1/2 in | HDPE | LF | 0.10725 | 0.10725 | 0.134 | 0.161 | Electrician |  | All | Both | Layout and normal installation | Supervision; unusual access; premium time | Straight-run baseline; fittings, supports, bends and penetrations can be separate line items. | Original estimating baseline; calibrate to company history |  |  | Yes | UNVERIFIED - MODEL BASELINE | Estim8r original model baseline | N/A | [7 empty] | NO | Do not use as an authoritative bid labor unit until verified against a permitted source or company production history.
EL-01285 | 26 | Raceways | Fittings | Install HDPE Connector | 3-1/2 in | HDPE | EA | 0.1312 | 0.1312 | 0.164 | 0.197 | Electrician |  | All | Both | Layout and normal installation | Supervision; unusual access; premium time |  | Original estimating baseline; calibrate to company history |  |  | Yes | UNVERIFIED - MODEL BASELINE | Estim8r original model baseline | N/A | [7 empty] | NO | Do not use as an authoritative bid labor unit until verified against a permitted source or company production history.
EL-01286 | 26 | Raceways | Fittings | Install HDPE Coupling | 3-1/2 in | HDPE | EA | 0.1148 | 0.1148 | 0.144 | 0.172 | Electrician |  | All | Both | Layout and normal installation | Supervision; unusual access; premium time |  | Original estimating baseline; calibrate to company history |  |  | Yes | UNVERIFIED - MODEL BASELINE | Estim8r original model baseline | N/A | [7 empty] | NO | Do not use as an authoritative bid labor unit until verified against a permitted source or company production history.
EL-01287 | 26 | Raceways | Fittings | Install HDPE Factory elbow | 3-1/2 in | HDPE | EA | 0.2952 | 0.2952 | 0.369 | 0.443 | Electrician |  | All | Both | Layout and normal installation | Supervision; unusual access; premium time |  | Original estimating baseline; calibrate to company history |  |  | Yes | UNVERIFIED - MODEL BASELINE | Estim8r original model baseline | N/A | [7 empty] | NO | Do not use as an authoritative bid labor unit until verified against a permitted source or company production history.
EL-01288 | 26 | Raceways | Fittings | Install HDPE Conduit body | 3-1/2 in | HDPE | EA | 0.3608 | 0.3608 | 0.451 | 0.541 | Electrician |  | All | Both | Layout and normal installation | Supervision; unusual access; premium time |  | Original estimating baseline; calibrate to company history |  |  | Yes | UNVERIFIED - MODEL BASELINE | Estim8r original model baseline | N/A | [7 empty] | NO | Do not use as an authoritative bid labor unit until verified against a permitted source or company production history.
EL-01289 | 26 | Raceways | Fittings | Install HDPE Bushing | 3-1/2 in | HDPE | EA | 0.082 | 0.082 | 0.103 | 0.123 | Electrician |  | All | Both | Layout and normal installation | Supervision; unusual access; premium time |  | Original estimating baseline; calibrate to company history |  |  | Yes | UNVERIFIED - MODEL BASELINE | Estim8r original model baseline | N/A | [7 empty] | NO | Do not use as an authoritative bid labor unit until verified against a permitted source or company production history.
EL-01290 | 26 | Raceways | Fittings | Install HDPE Grounding bushing | 3-1/2 in | HDPE | EA | 0.2624 | 0.2624 | 0.328 | 0.394 | Electrician |  | All | Both | Layout and normal installation | Supervision; unusual access; premium time |  | Original estimating baseline; calibrate to company history |  |  | Yes | UNVERIFIED - MODEL BASELINE | Estim8r original model baseline | N/A | [7 empty] | NO | Do not use as an authoritative bid labor unit until verified against a permitted source or company production history.
EL-01291 | 26 | Raceways | Fittings | Install HDPE Locknut | 3-1/2 in | HDPE | EA | 0.0574 | 0.0574 | 0.072 | 0.086 | Electrician |  | All | Both | Layout and normal installation | Supervision; unusual access; premium time |  | Original estimating baseline; calibrate to company history |  |  | Yes | UNVERIFIED - MODEL BASELINE | Estim8r original model baseline | N/A | [7 empty] | NO | Do not use as an authoritative bid labor unit until verified against a permitted source or company production history.
EL-01292 | 26 | Raceways | Fittings | Install HDPE Sealing fitting | 3-1/2 in | HDPE | EA | 0.902 | 0.902 | 1.128 | 1.353 | Electrician |  | All | Both | Layout and normal installation | Supervision; unusual access; premium time |  | Original estimating baseline; calibrate to company history |  |  | Yes | UNVERIFIED - MODEL BASELINE | Estim8r original model baseline | N/A | [7 empty] | NO | Do not use as an authoritative bid labor unit until verified against a permitted source or company production history.
EL-01293 | 26 | Raceways | Conduit Installation | Install HDPE | 4 in | HDPE | LF | 0.1235 | 0.1235 | 0.154 | 0.185 | Electrician |  | All | Both | Layout and normal installation | Supervision; unusual access; premium time | Straight-run baseline; fittings, supports, bends and penetrations can be separate line items. | Original estimating baseline; calibrate to company history |  |  | Yes | UNVERIFIED - MODEL BASELINE | Estim8r original model baseline | N/A | [7 empty] | NO | Do not use as an authoritative bid labor unit until verified against a permitted source or company production history.
EL-01294 | 26 | Raceways | Fittings | Install HDPE Connector | 4 in | HDPE | EA | 0.1376 | 0.1376 | 0.172 | 0.206 | Electrician |  | All | Both | Layout and normal installation | Supervision; unusual access; premium time |  | Original estimating baseline; calibrate to company history |  |  | Yes | UNVERIFIED - MODEL BASELINE | Estim8r original model baseline | N/A | [7 empty] | NO | Do not use as an authoritative bid labor unit until verified against a permitted source or company production history.
EL-01295 | 26 | Raceways | Fittings | Install HDPE Coupling | 4 in | HDPE | EA | 0.1204 | 0.1204 | 0.151 | 0.181 | Electrician |  | All | Both | Layout and normal installation | Supervision; unusual access; premium time |  | Original estimating baseline; calibrate to company history |  |  | Yes | UNVERIFIED - MODEL BASELINE | Estim8r original model baseline | N/A | [7 empty] | NO | Do not use as an authoritative bid labor unit until verified against a permitted source or company production history.
EL-01296 | 26 | Raceways | Fittings | Install HDPE Factory elbow | 4 in | HDPE | EA | 0.3096 | 0.3096 | 0.387 | 0.464 | Electrician |  | All | Both | Layout and normal installation | Supervision; unusual access; premium time |  | Original estimating baseline; calibrate to company history |  |  | Yes | UNVERIFIED - MODEL BASELINE | Estim8r original model baseline | N/A | [7 empty] | NO | Do not use as an authoritative bid labor unit until verified against a permitted source or company production history.
EL-01297 | 26 | Raceways | Fittings | Install HDPE Conduit body | 4 in | HDPE | EA | 0.3784 | 0.3784 | 0.473 | 0.568 | Electrician |  | All | Both | Layout and normal installation | Supervision; unusual access; premium time |  | Original estimating baseline; calibrate to company history |  |  | Yes | UNVERIFIED - MODEL BASELINE | Estim8r original model baseline | N/A | [7 empty] | NO | Do not use as an authoritative bid labor unit until verified against a permitted source or company production history.
EL-01298 | 26 | Raceways | Fittings | Install HDPE Bushing | 4 in | HDPE | EA | 0.086 | 0.086 | 0.108 | 0.129 | Electrician |  | All | Both | Layout and normal installation | Supervision; unusual access; premium time |  | Original estimating baseline; calibrate to company history |  |  | Yes | UNVERIFIED - MODEL BASELINE | Estim8r original model baseline | N/A | [7 empty] | NO | Do not use as an authoritative bid labor unit until verified against a permitted source or company production history.
EL-01299 | 26 | Raceways | Fittings | Install HDPE Grounding bushing | 4 in | HDPE | EA | 0.2752 | 0.2752 | 0.344 | 0.413 | Electrician |  | All | Both | Layout and normal installation | Supervision; unusual access; premium time |  | Original estimating baseline; calibrate to company history |  |  | Yes | UNVERIFIED - MODEL BASELINE | Estim8r original model baseline | N/A | [7 empty] | NO | Do not use as an authoritative bid labor unit until verified against a permitted source or company production history.
EL-01300 | 26 | Raceways | Fittings | Install HDPE Locknut | 4 in | HDPE | EA | 0.0602 | 0.0602 | 0.075 | 0.09 | Electrician |  | All | Both | Layout and normal installation | Supervision; unusual access; premium time |  | Original estimating baseline; calibrate to company history |  |  | Yes | UNVERIFIED - MODEL BASELINE | Estim8r original model baseline | N/A | [7 empty] | NO | Do not use as an authoritative bid labor unit until verified against a permitted source or company production history.
EL-01301 | 26 | Raceways | Fittings | Install HDPE Sealing fitting | 4 in | HDPE | EA | 0.946 | 0.946 | 1.183 | 1.419 | Electrician |  | All | Both | Layout and normal installation | Supervision; unusual access; premium time |  | Original estimating baseline; calibrate to company history |  |  | Yes | UNVERIFIED - MODEL BASELINE | Estim8r original model baseline | N/A | [7 empty] | NO | Do not use as an authoritative bid labor unit until verified against a permitted source or company production history.
EL-01302 | 26 | Raceways | Conduit Installation | Install HDPE | 5 in | HDPE | LF | 0.1625 | 0.1625 | 0.203 | 0.244 | Electrician |  | All | Both | Layout and normal installation | Supervision; unusual access; premium time | Straight-run baseline; fittings, supports, bends and penetrations can be separate line items. | Original estimating baseline; calibrate to company history |  |  | Yes | UNVERIFIED - MODEL BASELINE | Estim8r original model baseline | N/A | [7 empty] | NO | Do not use as an authoritative bid labor unit until verified against a permitted source or company production history.
EL-01303 | 26 | Raceways | Fittings | Install HDPE Connector | 5 in | HDPE | EA | 0.144 | 0.144 | 0.18 | 0.216 | Electrician |  | All | Both | Layout and normal installation | Supervision; unusual access; premium time |  | Original estimating baseline; calibrate to company history |  |  | Yes | UNVERIFIED - MODEL BASELINE | Estim8r original model baseline | N/A | [7 empty] | NO | Do not use as an authoritative bid labor unit until verified against a permitted source or company production history.
EL-01304 | 26 | Raceways | Fittings | Install HDPE Coupling | 5 in | HDPE | EA | 0.126 | 0.126 | 0.158 | 0.189 | Electrician |  | All | Both | Layout and normal installation | Supervision; unusual access; premium time |  | Original estimating baseline; calibrate to company history |  |  | Yes | UNVERIFIED - MODEL BASELINE | Estim8r original model baseline | N/A | [7 empty] | NO | Do not use as an authoritative bid labor unit until verified against a permitted source or company production history.
EL-01305 | 26 | Raceways | Fittings | Install HDPE Factory elbow | 5 in | HDPE | EA | 0.324 | 0.324 | 0.405 | 0.486 | Electrician |  | All | Both | Layout and normal installation | Supervision; unusual access; premium time |  | Original estimating baseline; calibrate to company history |  |  | Yes | UNVERIFIED - MODEL BASELINE | Estim8r original model baseline | N/A | [7 empty] | NO | Do not use as an authoritative bid labor unit until verified against a permitted source or company production history.
EL-01306 | 26 | Raceways | Fittings | Install HDPE Conduit body | 5 in | HDPE | EA | 0.396 | 0.396 | 0.495 | 0.594 | Electrician |  | All | Both | Layout and normal installation | Supervision; unusual access; premium time |  | Original estimating baseline; calibrate to company history |  |  | Yes | UNVERIFIED - MODEL BASELINE | Estim8r original model baseline | N/A | [7 empty] | NO | Do not use as an authoritative bid labor unit until verified against a permitted source or company production history.
EL-01307 | 26 | Raceways | Fittings | Install HDPE Bushing | 5 in | HDPE | EA | 0.09 | 0.09 | 0.113 | 0.135 | Electrician |  | All | Both | Layout and normal installation | Supervision; unusual access; premium time |  | Original estimating baseline; calibrate to company history |  |  | Yes | UNVERIFIED - MODEL BASELINE | Estim8r original model baseline | N/A | [7 empty] | NO | Do not use as an authoritative bid labor unit until verified against a permitted source or company production history.
EL-01308 | 26 | Raceways | Fittings | Install HDPE Grounding bushing | 5 in | HDPE | EA | 0.288 | 0.288 | 0.36 | 0.432 | Electrician |  | All | Both | Layout and normal installation | Supervision; unusual access; premium time |  | Original estimating baseline; calibrate to company history |  |  | Yes | UNVERIFIED - MODEL BASELINE | Estim8r original model baseline | N/A | [7 empty] | NO | Do not use as an authoritative bid labor unit until verified against a permitted source or company production history.
EL-01309 | 26 | Raceways | Fittings | Install HDPE Locknut | 5 in | HDPE | EA | 0.063 | 0.063 | 0.079 | 0.095 | Electrician |  | All | Both | Layout and normal installation | Supervision; unusual access; premium time |  | Original estimating baseline; calibrate to company history |  |  | Yes | UNVERIFIED - MODEL BASELINE | Estim8r original model baseline | N/A | [7 empty] | NO | Do not use as an authoritative bid labor unit until verified against a permitted source or company production history.
EL-01310 | 26 | Raceways | Fittings | Install HDPE Sealing fitting | 5 in | HDPE | EA | 0.99 | 0.99 | 1.238 | 1.485 | Electrician |  | All | Both | Layout and normal installation | Supervision; unusual access; premium time |  | Original estimating baseline; calibrate to company history |  |  | Yes | UNVERIFIED - MODEL BASELINE | Estim8r original model baseline | N/A | [7 empty] | NO | Do not use as an authoritative bid labor unit until verified against a permitted source or company production history.
EL-01311 | 26 | Raceways | Conduit Installation | Install HDPE | 6 in | HDPE | LF | 0.208 | 0.208 | 0.26 | 0.312 | Electrician |  | All | Both | Layout and normal installation | Supervision; unusual access; premium time | Straight-run baseline; fittings, supports, bends and penetrations can be separate line items. | Original estimating baseline; calibrate to company history |  |  | Yes | UNVERIFIED - MODEL BASELINE | Estim8r original model baseline | N/A | [7 empty] | NO | Do not use as an authoritative bid labor unit until verified against a permitted source or company production history.
EL-01312 | 26 | Raceways | Fittings | Install HDPE Connector | 6 in | HDPE | EA | 0.1504 | 0.1504 | 0.188 | 0.226 | Electrician |  | All | Both | Layout and normal installation | Supervision; unusual access; premium time |  | Original estimating baseline; calibrate to company history |  |  | Yes | UNVERIFIED - MODEL BASELINE | Estim8r original model baseline | N/A | [7 empty] | NO | Do not use as an authoritative bid labor unit until verified against a permitted source or company production history.
EL-01313 | 26 | Raceways | Fittings | Install HDPE Coupling | 6 in | HDPE | EA | 0.1316 | 0.1316 | 0.164 | 0.197 | Electrician |  | All | Both | Layout and normal installation | Supervision; unusual access; premium time |  | Original estimating baseline; calibrate to company history |  |  | Yes | UNVERIFIED - MODEL BASELINE | Estim8r original model baseline | N/A | [7 empty] | NO | Do not use as an authoritative bid labor unit until verified against a permitted source or company production history.
EL-01314 | 26 | Raceways | Fittings | Install HDPE Factory elbow | 6 in | HDPE | EA | 0.3384 | 0.3384 | 0.423 | 0.508 | Electrician |  | All | Both | Layout and normal installation | Supervision; unusual access; premium time |  | Original estimating baseline; calibrate to company history |  |  | Yes | UNVERIFIED - MODEL BASELINE | Estim8r original model baseline | N/A | [7 empty] | NO | Do not use as an authoritative bid labor unit until verified against a permitted source or company production history.
EL-01315 | 26 | Raceways | Fittings | Install HDPE Conduit body | 6 in | HDPE | EA | 0.4136 | 0.4136 | 0.517 | 0.62 | Electrician |  | All | Both | Layout and normal installation | Supervision; unusual access; premium time |  | Original estimating baseline; calibrate to company history |  |  | Yes | UNVERIFIED - MODEL BASELINE | Estim8r original model baseline | N/A | [7 empty] | NO | Do not use as an authoritative bid labor unit until verified against a permitted source or company production history.
EL-01316 | 26 | Raceways | Fittings | Install HDPE Bushing | 6 in | HDPE | EA | 0.094 | 0.094 | 0.117 | 0.141 | Electrician |  | All | Both | Layout and normal installation | Supervision; unusual access; premium time |  | Original estimating baseline; calibrate to company history |  |  | Yes | UNVERIFIED - MODEL BASELINE | Estim8r original model baseline | N/A | [7 empty] | NO | Do not use as an authoritative bid labor unit until verified against a permitted source or company production history.
EL-01317 | 26 | Raceways | Fittings | Install HDPE Grounding bushing | 6 in | HDPE | EA | 0.3008 | 0.3008 | 0.376 | 0.451 | Electrician |  | All | Both | Layout and normal installation | Supervision; unusual access; premium time |  | Original estimating baseline; calibrate to company history |  |  | Yes | UNVERIFIED - MODEL BASELINE | Estim8r original model baseline | N/A | [7 empty] | NO | Do not use as an authoritative bid labor unit until verified against a permitted source or company production history.
EL-01318 | 26 | Raceways | Fittings | Install HDPE Locknut | 6 in | HDPE | EA | 0.0658 | 0.0658 | 0.082 | 0.099 | Electrician |  | All | Both | Layout and normal installation | Supervision; unusual access; premium time |  | Original estimating baseline; calibrate to company history |  |  | Yes | UNVERIFIED - MODEL BASELINE | Estim8r original model baseline | N/A | [7 empty] | NO | Do not use as an authoritative bid labor unit until verified against a permitted source or company production history.
EL-01319 | 26 | Raceways | Fittings | Install HDPE Sealing fitting | 6 in | HDPE | EA | 1.034 | 1.034 | 1.292 | 1.551 | Electrician |  | All | Both | Layout and normal installation | Supervision; unusual access; premium time |  | Original estimating baseline; calibrate to company history |  |  | Yes | UNVERIFIED - MODEL BASELINE | Estim8r original model baseline | N/A | [7 empty] | NO | Do not use as an authoritative bid labor unit until verified against a permitted source or company production history.
EL-01320 | 26 | Raceways | Supports | One-hole strap |  |  | EA | 0.055 | 0.055 | 0.069 | 0.083 | Electrician |  | All | Both | Layout and normal installation | Supervision; unusual access; premium time |  | Original estimating baseline; calibrate to company history |  |  | Yes | UNVERIFIED - MODEL BASELINE | Estim8r original model baseline | N/A | [7 empty] | NO | Do not use as an authoritative bid labor unit until verified against a permitted source or company production history.
EL-01321 | 26 | Raceways | Supports | Two-hole strap |  |  | EA | 0.07 | 0.07 | 0.088 | 0.105 | Electrician |  | All | Both | Layout and normal installation | Supervision; unusual access; premium time |  | Original estimating baseline; calibrate to company history |  |  | Yes | UNVERIFIED - MODEL BASELINE | Estim8r original model baseline | N/A | [7 empty] | NO | Do not use as an authoritative bid labor unit until verified against a permitted source or company production history.
EL-01322 | 26 | Raceways | Supports | Minerallac/hanger |  |  | EA | 0.09 | 0.09 | 0.112 | 0.135 | Electrician |  | All | Both | Layout and normal installation | Supervision; unusual access; premium time |  | Original estimating baseline; calibrate to company history |  |  | Yes | UNVERIFIED - MODEL BASELINE | Estim8r original model baseline | N/A | [7 empty] | NO | Do not use as an authoritative bid labor unit until verified against a permitted source or company production history.
EL-01323 | 26 | Raceways | Supports | Beam clamp support |  |  | EA | 0.14 | 0.14 | 0.175 | 0.21 | Electrician |  | All | Both | Layout and normal installation | Supervision; unusual access; premium time |  | Original estimating baseline; calibrate to company history |  |  | Yes | UNVERIFIED - MODEL BASELINE | Estim8r original model baseline | N/A | [7 empty] | NO | Do not use as an authoritative bid labor unit until verified against a permitted source or company production history.
EL-01324 | 26 | Raceways | Supports | Threaded rod + strut support |  |  | EA | 0.32 | 0.32 | 0.4 | 0.48 | Electrician |  | All | Both | Layout and normal installation | Supervision; unusual access; premium time |  | Original estimating baseline; calibrate to company history |  |  | Yes | UNVERIFIED - MODEL BASELINE | Estim8r original model baseline | N/A | [7 empty] | NO | Do not use as an authoritative bid labor unit until verified against a permitted source or company production history.
EL-01325 | 26 | Raceways | Supports | Trapeze support |  |  | EA | 0.65 | 0.65 | 0.812 | 0.975 | Electrician |  | All | Both | Layout and normal installation | Supervision; unusual access; premium time |  | Original estimating baseline; calibrate to company history |  |  | Yes | UNVERIFIED - MODEL BASELINE | Estim8r original model baseline | N/A | [7 empty] | NO | Do not use as an authoritative bid labor unit until verified against a permitted source or company production history.
EL-01326 | 26 | Raceways | Supports | Seismic brace point |  |  | EA | 1 | 1 | 1.25 | 1.5 | Electrician |  | All | Both | Layout and normal installation | Supervision; unusual access; premium time |  | Original estimating baseline; calibrate to company history |  |  | Yes | UNVERIFIED - MODEL BASELINE | Estim8r original model baseline | N/A | [7 empty] | NO | Do not use as an authoritative bid labor unit until verified against a permitted source or company production history.
EL-01327 | 26 | Raceways | Ladder cable tray | Install Ladder cable tray | Small | Ladder cable tray | LF | 0.08 | 0.08 | 0.1 | 0.12 | Electrician | Lift as required | All | Both | Layout and normal installation | Supervision; unusual access; premium time |  | Original estimating baseline; calibrate to company history |  |  | Yes | UNVERIFIED - MODEL BASELINE | Estim8r original model baseline | N/A | [7 empty] | NO | Do not use as an authoritative bid labor unit until verified against a permitted source or company production history.
EL-01328 | 26 | Raceways | Ladder cable tray | Install Ladder cable tray | Medium | Ladder cable tray | LF | 0.12 | 0.12 | 0.15 | 0.18 | Electrician | Lift as required | All | Both | Layout and normal installation | Supervision; unusual access; premium time |  | Original estimating baseline; calibrate to company history |  |  | Yes | UNVERIFIED - MODEL BASELINE | Estim8r original model baseline | N/A | [7 empty] | NO | Do not use as an authoritative bid labor unit until verified against a permitted source or company production history.
EL-01329 | 26 | Raceways | Ladder cable tray | Install Ladder cable tray | Large | Ladder cable tray | LF | 0.18 | 0.18 | 0.225 | 0.27 | Electrician | Lift as required | All | Both | Layout and normal installation | Supervision; unusual access; premium time |  | Original estimating baseline; calibrate to company history |  |  | Yes | UNVERIFIED - MODEL BASELINE | Estim8r original model baseline | N/A | [7 empty] | NO | Do not use as an authoritative bid labor unit until verified against a permitted source or company production history.
EL-01330 | 26 | Raceways | Ladder cable tray | Ladder cable tray Straight fitting/joint |  | Ladder cable tray | EA | 0.18 | 0.18 | 0.225 | 0.27 | Electrician |  | All | Both | Layout and normal installation | Supervision; unusual access; premium time |  | Original estimating baseline; calibrate to company history |  |  | Yes | UNVERIFIED - MODEL BASELINE | Estim8r original model baseline | N/A | [7 empty] | NO | Do not use as an authoritative bid labor unit until verified against a permitted source or company production history.
EL-01331 | 26 | Raceways | Ladder cable tray | Ladder cable tray Elbow/tee fitting |  | Ladder cable tray | EA | 0.55 | 0.55 | 0.688 | 0.825 | Electrician |  | All | Both | Layout and normal installation | Supervision; unusual access; premium time |  | Original estimating baseline; calibrate to company history |  |  | Yes | UNVERIFIED - MODEL BASELINE | Estim8r original model baseline | N/A | [7 empty] | NO | Do not use as an authoritative bid labor unit until verified against a permitted source or company production history.
EL-01332 | 26 | Raceways | Ladder cable tray | Ladder cable tray Support |  | Ladder cable tray | EA | 0.3 | 0.3 | 0.375 | 0.45 | Electrician |  | All | Both | Layout and normal installation | Supervision; unusual access; premium time |  | Original estimating baseline; calibrate to company history |  |  | Yes | UNVERIFIED - MODEL BASELINE | Estim8r original model baseline | N/A | [7 empty] | NO | Do not use as an authoritative bid labor unit until verified against a permitted source or company production history.
EL-01333 | 26 | Raceways | Wire basket tray | Install Wire basket tray | Small | Wire basket tray | LF | 0.056 | 0.056 | 0.07 | 0.084 | Electrician | Lift as required | All | Both | Layout and normal installation | Supervision; unusual access; premium time |  | Original estimating baseline; calibrate to company history |  |  | Yes | UNVERIFIED - MODEL BASELINE | Estim8r original model baseline | N/A | [7 empty] | NO | Do not use as an authoritative bid labor unit until verified against a permitted source or company production history.
EL-01334 | 26 | Raceways | Wire basket tray | Install Wire basket tray | Medium | Wire basket tray | LF | 0.084 | 0.084 | 0.105 | 0.126 | Electrician | Lift as required | All | Both | Layout and normal installation | Supervision; unusual access; premium time |  | Original estimating baseline; calibrate to company history |  |  | Yes | UNVERIFIED - MODEL BASELINE | Estim8r original model baseline | N/A | [7 empty] | NO | Do not use as an authoritative bid labor unit until verified against a permitted source or company production history.
EL-01335 | 26 | Raceways | Wire basket tray | Install Wire basket tray | Large | Wire basket tray | LF | 0.126 | 0.126 | 0.158 | 0.189 | Electrician | Lift as required | All | Both | Layout and normal installation | Supervision; unusual access; premium time |  | Original estimating baseline; calibrate to company history |  |  | Yes | UNVERIFIED - MODEL BASELINE | Estim8r original model baseline | N/A | [7 empty] | NO | Do not use as an authoritative bid labor unit until verified against a permitted source or company production history.
EL-01336 | 26 | Raceways | Wire basket tray | Wire basket tray Straight fitting/joint |  | Wire basket tray | EA | 0.126 | 0.126 | 0.158 | 0.189 | Electrician |  | All | Both | Layout and normal installation | Supervision; unusual access; premium time |  | Original estimating baseline; calibrate to company history |  |  | Yes | UNVERIFIED - MODEL BASELINE | Estim8r original model baseline | N/A | [7 empty] | NO | Do not use as an authoritative bid labor unit until verified against a permitted source or company production history.
EL-01337 | 26 | Raceways | Wire basket tray | Wire basket tray Elbow/tee fitting |  | Wire basket tray | EA | 0.385 | 0.385 | 0.481 | 0.578 | Electrician |  | All | Both | Layout and normal installation | Supervision; unusual access; premium time |  | Original estimating baseline; calibrate to company history |  |  | Yes | UNVERIFIED - MODEL BASELINE | Estim8r original model baseline | N/A | [7 empty] | NO | Do not use as an authoritative bid labor unit until verified against a permitted source or company production history.
EL-01338 | 26 | Raceways | Wire basket tray | Wire basket tray Support |  | Wire basket tray | EA | 0.21 | 0.21 | 0.263 | 0.315 | Electrician |  | All | Both | Layout and normal installation | Supervision; unusual access; premium time |  | Original estimating baseline; calibrate to company history |  |  | Yes | UNVERIFIED - MODEL BASELINE | Estim8r original model baseline | N/A | [7 empty] | NO | Do not use as an authoritative bid labor unit until verified against a permitted source or company production history.
EL-01339 | 26 | Raceways | Solid bottom tray | Install Solid bottom tray | Small | Solid bottom tray | LF | 0.096 | 0.096 | 0.12 | 0.144 | Electrician | Lift as required | All | Both | Layout and normal installation | Supervision; unusual access; premium time |  | Original estimating baseline; calibrate to company history |  |  | Yes | UNVERIFIED - MODEL BASELINE | Estim8r original model baseline | N/A | [7 empty] | NO | Do not use as an authoritative bid labor unit until verified against a permitted source or company production history.
EL-01340 | 26 | Raceways | Solid bottom tray | Install Solid bottom tray | Medium | Solid bottom tray | LF | 0.144 | 0.144 | 0.18 | 0.216 | Electrician | Lift as required | All | Both | Layout and normal installation | Supervision; unusual access; premium time |  | Original estimating baseline; calibrate to company history |  |  | Yes | UNVERIFIED - MODEL BASELINE | Estim8r original model baseline | N/A | [7 empty] | NO | Do not use as an authoritative bid labor unit until verified against a permitted source or company production history.
EL-01341 | 26 | Raceways | Solid bottom tray | Install Solid bottom tray | Large | Solid bottom tray | LF | 0.216 | 0.216 | 0.27 | 0.324 | Electrician | Lift as required | All | Both | Layout and normal installation | Supervision; unusual access; premium time |  | Original estimating baseline; calibrate to company history |  |  | Yes | UNVERIFIED - MODEL BASELINE | Estim8r original model baseline | N/A | [7 empty] | NO | Do not use as an authoritative bid labor unit until verified against a permitted source or company production history.
EL-01342 | 26 | Raceways | Solid bottom tray | Solid bottom tray Straight fitting/joint |  | Solid bottom tray | EA | 0.216 | 0.216 | 0.27 | 0.324 | Electrician |  | All | Both | Layout and normal installation | Supervision; unusual access; premium time |  | Original estimating baseline; calibrate to company history |  |  | Yes | UNVERIFIED - MODEL BASELINE | Estim8r original model baseline | N/A | [7 empty] | NO | Do not use as an authoritative bid labor unit until verified against a permitted source or company production history.
EL-01343 | 26 | Raceways | Solid bottom tray | Solid bottom tray Elbow/tee fitting |  | Solid bottom tray | EA | 0.66 | 0.66 | 0.825 | 0.99 | Electrician |  | All | Both | Layout and normal installation | Supervision; unusual access; premium time |  | Original estimating baseline; calibrate to company history |  |  | Yes | UNVERIFIED - MODEL BASELINE | Estim8r original model baseline | N/A | [7 empty] | NO | Do not use as an authoritative bid labor unit until verified against a permitted source or company production history.
EL-01344 | 26 | Raceways | Solid bottom tray | Solid bottom tray Support |  | Solid bottom tray | EA | 0.36 | 0.36 | 0.45 | 0.54 | Electrician |  | All | Both | Layout and normal installation | Supervision; unusual access; premium time |  | Original estimating baseline; calibrate to company history |  |  | Yes | UNVERIFIED - MODEL BASELINE | Estim8r original model baseline | N/A | [7 empty] | NO | Do not use as an authoritative bid labor unit until verified against a permitted source or company production history.
EL-01345 | 26 | Raceways | Trough cable tray | Install Trough cable tray | Small | Trough cable tray | LF | 0.088 | 0.088 | 0.11 | 0.132 | Electrician | Lift as required | All | Both | Layout and normal installation | Supervision; unusual access; premium time |  | Original estimating baseline; calibrate to company history |  |  | Yes | UNVERIFIED - MODEL BASELINE | Estim8r original model baseline | N/A | [7 empty] | NO | Do not use as an authoritative bid labor unit until verified against a permitted source or company production history.
EL-01346 | 26 | Raceways | Trough cable tray | Install Trough cable tray | Medium | Trough cable tray | LF | 0.132 | 0.132 | 0.165 | 0.198 | Electrician | Lift as required | All | Both | Layout and normal installation | Supervision; unusual access; premium time |  | Original estimating baseline; calibrate to company history |  |  | Yes | UNVERIFIED - MODEL BASELINE | Estim8r original model baseline | N/A | [7 empty] | NO | Do not use as an authoritative bid labor unit until verified against a permitted source or company production history.
EL-01347 | 26 | Raceways | Trough cable tray | Install Trough cable tray | Large | Trough cable tray | LF | 0.198 | 0.198 | 0.247 | 0.297 | Electrician | Lift as required | All | Both | Layout and normal installation | Supervision; unusual access; premium time |  | Original estimating baseline; calibrate to company history |  |  | Yes | UNVERIFIED - MODEL BASELINE | Estim8r original model baseline | N/A | [7 empty] | NO | Do not use as an authoritative bid labor unit until verified against a permitted source or company production history.
EL-01348 | 26 | Raceways | Trough cable tray | Trough cable tray Straight fitting/joint |  | Trough cable tray | EA | 0.198 | 0.198 | 0.247 | 0.297 | Electrician |  | All | Both | Layout and normal installation | Supervision; unusual access; premium time |  | Original estimating baseline; calibrate to company history |  |  | Yes | UNVERIFIED - MODEL BASELINE | Estim8r original model baseline | N/A | [7 empty] | NO | Do not use as an authoritative bid labor unit until verified against a permitted source or company production history.
EL-01349 | 26 | Raceways | Trough cable tray | Trough cable tray Elbow/tee fitting |  | Trough cable tray | EA | 0.605 | 0.605 | 0.756 | 0.908 | Electrician |  | All | Both | Layout and normal installation | Supervision; unusual access; premium time |  | Original estimating baseline; calibrate to company history |  |  | Yes | UNVERIFIED - MODEL BASELINE | Estim8r original model baseline | N/A | [7 empty] | NO | Do not use as an authoritative bid labor unit until verified against a permitted source or company production history.
EL-01350 | 26 | Raceways | Trough cable tray | Trough cable tray Support |  | Trough cable tray | EA | 0.33 | 0.33 | 0.413 | 0.495 | Electrician |  | All | Both | Layout and normal installation | Supervision; unusual access; premium time |  | Original estimating baseline; calibrate to company history |  |  | Yes | UNVERIFIED - MODEL BASELINE | Estim8r original model baseline | N/A | [7 empty] | NO | Do not use as an authoritative bid labor unit until verified against a permitted source or company production history.
EL-01351 | 26 | Raceways | Wireway | Install Wireway | Small | Wireway | LF | 0.064 | 0.064 | 0.08 | 0.096 | Electrician | Lift as required | All | Both | Layout and normal installation | Supervision; unusual access; premium time |  | Original estimating baseline; calibrate to company history |  |  | Yes | UNVERIFIED - MODEL BASELINE | Estim8r original model baseline | N/A | [7 empty] | NO | Do not use as an authoritative bid labor unit until verified against a permitted source or company production history.
EL-01352 | 26 | Raceways | Wireway | Install Wireway | Medium | Wireway | LF | 0.096 | 0.096 | 0.12 | 0.144 | Electrician | Lift as required | All | Both | Layout and normal installation | Supervision; unusual access; premium time |  | Original estimating baseline; calibrate to company history |  |  | Yes | UNVERIFIED - MODEL BASELINE | Estim8r original model baseline | N/A | [7 empty] | NO | Do not use as an authoritative bid labor unit until verified against a permitted source or company production history.
EL-01353 | 26 | Raceways | Wireway | Install Wireway | Large | Wireway | LF | 0.144 | 0.144 | 0.18 | 0.216 | Electrician | Lift as required | All | Both | Layout and normal installation | Supervision; unusual access; premium time |  | Original estimating baseline; calibrate to company history |  |  | Yes | UNVERIFIED - MODEL BASELINE | Estim8r original model baseline | N/A | [7 empty] | NO | Do not use as an authoritative bid labor unit until verified against a permitted source or company production history.
EL-01354 | 26 | Raceways | Wireway | Wireway Straight fitting/joint |  | Wireway | EA | 0.144 | 0.144 | 0.18 | 0.216 | Electrician |  | All | Both | Layout and normal installation | Supervision; unusual access; premium time |  | Original estimating baseline; calibrate to company history |  |  | Yes | UNVERIFIED - MODEL BASELINE | Estim8r original model baseline | N/A | [7 empty] | NO | Do not use as an authoritative bid labor unit until verified against a permitted source or company production history.
EL-01355 | 26 | Raceways | Wireway | Wireway Elbow/tee fitting |  | Wireway | EA | 0.44 | 0.44 | 0.55 | 0.66 | Electrician |  | All | Both | Layout and normal installation | Supervision; unusual access; premium time |  | Original estimating baseline; calibrate to company history |  |  | Yes | UNVERIFIED - MODEL BASELINE | Estim8r original model baseline | N/A | [7 empty] | NO | Do not use as an authoritative bid labor unit until verified against a permitted source or company production history.
EL-01356 | 26 | Raceways | Wireway | Wireway Support |  | Wireway | EA | 0.24 | 0.24 | 0.3 | 0.36 | Electrician |  | All | Both | Layout and normal installation | Supervision; unusual access; premium time |  | Original estimating baseline; calibrate to company history |  |  | Yes | UNVERIFIED - MODEL BASELINE | Estim8r original model baseline | N/A | [7 empty] | NO | Do not use as an authoritative bid labor unit until verified against a permitted source or company production history.
EL-01357 | 26 | Raceways | Surface raceway | Install Surface raceway | Small | Surface raceway | LF | 0.044 | 0.044 | 0.055 | 0.066 | Electrician | Lift as required | All | Both | Layout and normal installation | Supervision; unusual access; premium time |  | Original estimating baseline; calibrate to company history |  |  | Yes | UNVERIFIED - MODEL BASELINE | Estim8r original model baseline | N/A | [7 empty] | NO | Do not use as an authoritative bid labor unit until verified against a permitted source or company production history.
EL-01358 | 26 | Raceways | Surface raceway | Install Surface raceway | Medium | Surface raceway | LF | 0.066 | 0.066 | 0.083 | 0.099 | Electrician | Lift as required | All | Both | Layout and normal installation | Supervision; unusual access; premium time |  | Original estimating baseline; calibrate to company history |  |  | Yes | UNVERIFIED - MODEL BASELINE | Estim8r original model baseline | N/A | [7 empty] | NO | Do not use as an authoritative bid labor unit until verified against a permitted source or company production history.
EL-01359 | 26 | Raceways | Surface raceway | Install Surface raceway | Large | Surface raceway | LF | 0.099 | 0.099 | 0.124 | 0.149 | Electrician | Lift as required | All | Both | Layout and normal installation | Supervision; unusual access; premium time |  | Original estimating baseline; calibrate to company history |  |  | Yes | UNVERIFIED - MODEL BASELINE | Estim8r original model baseline | N/A | [7 empty] | NO | Do not use as an authoritative bid labor unit until verified against a permitted source or company production history.
EL-01360 | 26 | Raceways | Surface raceway | Surface raceway Straight fitting/joint |  | Surface raceway | EA | 0.099 | 0.099 | 0.124 | 0.149 | Electrician |  | All | Both | Layout and normal installation | Supervision; unusual access; premium time |  | Original estimating baseline; calibrate to company history |  |  | Yes | UNVERIFIED - MODEL BASELINE | Estim8r original model baseline | N/A | [7 empty] | NO | Do not use as an authoritative bid labor unit until verified against a permitted source or company production history.
EL-01361 | 26 | Raceways | Surface raceway | Surface raceway Elbow/tee fitting |  | Surface raceway | EA | 0.3025 | 0.3025 | 0.378 | 0.454 | Electrician |  | All | Both | Layout and normal installation | Supervision; unusual access; premium time |  | Original estimating baseline; calibrate to company history |  |  | Yes | UNVERIFIED - MODEL BASELINE | Estim8r original model baseline | N/A | [7 empty] | NO | Do not use as an authoritative bid labor unit until verified against a permitted source or company production history.
EL-01362 | 26 | Raceways | Surface raceway | Surface raceway Support |  | Surface raceway | EA | 0.165 | 0.165 | 0.206 | 0.247 | Electrician |  | All | Both | Layout and normal installation | Supervision; unusual access; premium time |  | Original estimating baseline; calibrate to company history |  |  | Yes | UNVERIFIED - MODEL BASELINE | Estim8r original model baseline | N/A | [7 empty] | NO | Do not use as an authoritative bid labor unit until verified against a permitted source or company production history.
EL-01363 | 26 | Raceways | Busway | Install Busway | Small | Busway | LF | 0.128 | 0.128 | 0.16 | 0.192 | Electrician | Lift as required | All | Both | Layout and normal installation | Supervision; unusual access; premium time |  | Original estimating baseline; calibrate to company history |  |  | Yes | UNVERIFIED - MODEL BASELINE | Estim8r original model baseline | N/A | [7 empty] | NO | Do not use as an authoritative bid labor unit until verified against a permitted source or company production history.
EL-01364 | 26 | Raceways | Busway | Install Busway | Medium | Busway | LF | 0.192 | 0.192 | 0.24 | 0.288 | Electrician | Lift as required | All | Both | Layout and normal installation | Supervision; unusual access; premium time |  | Original estimating baseline; calibrate to company history |  |  | Yes | UNVERIFIED - MODEL BASELINE | Estim8r original model baseline | N/A | [7 empty] | NO | Do not use as an authoritative bid labor unit until verified against a permitted source or company production history.
EL-01365 | 26 | Raceways | Busway | Install Busway | Large | Busway | LF | 0.288 | 0.288 | 0.36 | 0.432 | Electrician | Lift as required | All | Both | Layout and normal installation | Supervision; unusual access; premium time |  | Original estimating baseline; calibrate to company history |  |  | Yes | UNVERIFIED - MODEL BASELINE | Estim8r original model baseline | N/A | [7 empty] | NO | Do not use as an authoritative bid labor unit until verified against a permitted source or company production history.
EL-01366 | 26 | Raceways | Busway | Busway Straight fitting/joint |  | Busway | EA | 0.288 | 0.288 | 0.36 | 0.432 | Electrician |  | All | Both | Layout and normal installation | Supervision; unusual access; premium time |  | Original estimating baseline; calibrate to company history |  |  | Yes | UNVERIFIED - MODEL BASELINE | Estim8r original model baseline | N/A | [7 empty] | NO | Do not use as an authoritative bid labor unit until verified against a permitted source or company production history.
EL-01367 | 26 | Raceways | Busway | Busway Elbow/tee fitting |  | Busway | EA | 0.88 | 0.88 | 1.1 | 1.32 | Electrician |  | All | Both | Layout and normal installation | Supervision; unusual access; premium time |  | Original estimating baseline; calibrate to company history |  |  | Yes | UNVERIFIED - MODEL BASELINE | Estim8r original model baseline | N/A | [7 empty] | NO | Do not use as an authoritative bid labor unit until verified against a permitted source or company production history.
EL-01368 | 26 | Raceways | Busway | Busway Support |  | Busway | EA | 0.48 | 0.48 | 0.6 | 0.72 | Electrician |  | All | Both | Layout and normal installation | Supervision; unusual access; premium time |  | Original estimating baseline; calibrate to company history |  |  | Yes | UNVERIFIED - MODEL BASELINE | Estim8r original model baseline | N/A | [7 empty] | NO | Do not use as an authoritative bid labor unit until verified against a permitted source or company production history.
EL-01369 | 26 | Conductors | Building Wire | Pull Copper THHN/THWN-2 | #18 | Copper THHN/THWN-2 | LF | 0.006 | 0.006 | 0.007 | 0.009 | Electrician | Pulling equipment as required | All | Both | Layout and normal installation | Supervision; unusual access; premium time | Per conductor-foot baseline; adjust for pull length, bends, fill and pulling method. | Original estimating baseline; calibrate to company history |  |  | Yes | UNVERIFIED - MODEL BASELINE | Estim8r original model baseline | N/A | [7 empty] | NO | Do not use as an authoritative bid labor unit until verified against a permitted source or company production history.
EL-01370 | 26 | Conductors | Building Wire | Pull Copper THHN/THWN-2 | #16 | Copper THHN/THWN-2 | LF | 0.0065 | 0.0065 | 0.008 | 0.01 | Electrician | Pulling equipment as required | All | Both | Layout and normal installation | Supervision; unusual access; premium time | Per conductor-foot baseline; adjust for pull length, bends, fill and pulling method. | Original estimating baseline; calibrate to company history |  |  | Yes | UNVERIFIED - MODEL BASELINE | Estim8r original model baseline | N/A | [7 empty] | NO | Do not use as an authoritative bid labor unit until verified against a permitted source or company production history.
EL-01371 | 26 | Conductors | Building Wire | Pull Copper THHN/THWN-2 | #14 | Copper THHN/THWN-2 | LF | 0.007 | 0.007 | 0.009 | 0.011 | Electrician | Pulling equipment as required | All | Both | Layout and normal installation | Supervision; unusual access; premium time | Per conductor-foot baseline; adjust for pull length, bends, fill and pulling method. | Original estimating baseline; calibrate to company history |  |  | Yes | UNVERIFIED - MODEL BASELINE | Estim8r original model baseline | N/A | [7 empty] | NO | Do not use as an authoritative bid labor unit until verified against a permitted source or company production history.
EL-01372 | 26 | Conductors | Building Wire | Pull Copper THHN/THWN-2 | #12 | Copper THHN/THWN-2 | LF | 0.008 | 0.008 | 0.01 | 0.012 | Electrician | Pulling equipment as required | All | Both | Layout and normal installation | Supervision; unusual access; premium time | Per conductor-foot baseline; adjust for pull length, bends, fill and pulling method. | Original estimating baseline; calibrate to company history |  |  | Yes | UNVERIFIED - MODEL BASELINE | Estim8r original model baseline | N/A | [7 empty] | NO | Do not use as an authoritative bid labor unit until verified against a permitted source or company production history.
EL-01373 | 26 | Conductors | Building Wire | Pull Copper THHN/THWN-2 | #10 | Copper THHN/THWN-2 | LF | 0.009 | 0.009 | 0.011 | 0.013 | Electrician | Pulling equipment as required | All | Both | Layout and normal installation | Supervision; unusual access; premium time | Per conductor-foot baseline; adjust for pull length, bends, fill and pulling method. | Original estimating baseline; calibrate to company history |  |  | Yes | UNVERIFIED - MODEL BASELINE | Estim8r original model baseline | N/A | [7 empty] | NO | Do not use as an authoritative bid labor unit until verified against a permitted source or company production history.
EL-01374 | 26 | Conductors | Building Wire | Pull Copper THHN/THWN-2 | #8 | Copper THHN/THWN-2 | LF | 0.011 | 0.011 | 0.014 | 0.017 | Electrician | Pulling equipment as required | All | Both | Layout and normal installation | Supervision; unusual access; premium time | Per conductor-foot baseline; adjust for pull length, bends, fill and pulling method. | Original estimating baseline; calibrate to company history |  |  | Yes | UNVERIFIED - MODEL BASELINE | Estim8r original model baseline | N/A | [7 empty] | NO | Do not use as an authoritative bid labor unit until verified against a permitted source or company production history.
EL-01375 | 26 | Conductors | Building Wire | Pull Copper THHN/THWN-2 | #6 | Copper THHN/THWN-2 | LF | 0.013 | 0.013 | 0.016 | 0.019 | Electrician | Pulling equipment as required | All | Both | Layout and normal installation | Supervision; unusual access; premium time | Per conductor-foot baseline; adjust for pull length, bends, fill and pulling method. | Original estimating baseline; calibrate to company history |  |  | Yes | UNVERIFIED - MODEL BASELINE | Estim8r original model baseline | N/A | [7 empty] | NO | Do not use as an authoritative bid labor unit until verified against a permitted source or company production history.
EL-01376 | 26 | Conductors | Building Wire | Pull Copper THHN/THWN-2 | #4 | Copper THHN/THWN-2 | LF | 0.016 | 0.016 | 0.02 | 0.024 | Electrician | Pulling equipment as required | All | Both | Layout and normal installation | Supervision; unusual access; premium time | Per conductor-foot baseline; adjust for pull length, bends, fill and pulling method. | Original estimating baseline; calibrate to company history |  |  | Yes | UNVERIFIED - MODEL BASELINE | Estim8r original model baseline | N/A | [7 empty] | NO | Do not use as an authoritative bid labor unit until verified against a permitted source or company production history.
EL-01377 | 26 | Conductors | Building Wire | Pull Copper THHN/THWN-2 | #3 | Copper THHN/THWN-2 | LF | 0.018 | 0.018 | 0.022 | 0.027 | Electrician | Pulling equipment as required | All | Both | Layout and normal installation | Supervision; unusual access; premium time | Per conductor-foot baseline; adjust for pull length, bends, fill and pulling method. | Original estimating baseline; calibrate to company history |  |  | Yes | UNVERIFIED - MODEL BASELINE | Estim8r original model baseline | N/A | [7 empty] | NO | Do not use as an authoritative bid labor unit until verified against a permitted source or company production history.
EL-01378 | 26 | Conductors | Building Wire | Pull Copper THHN/THWN-2 | #2 | Copper THHN/THWN-2 | LF | 0.021 | 0.021 | 0.026 | 0.032 | Electrician | Pulling equipment as required | All | Both | Layout and normal installation | Supervision; unusual access; premium time | Per conductor-foot baseline; adjust for pull length, bends, fill and pulling method. | Original estimating baseline; calibrate to company history |  |  | Yes | UNVERIFIED - MODEL BASELINE | Estim8r original model baseline | N/A | [7 empty] | NO | Do not use as an authoritative bid labor unit until verified against a permitted source or company production history.
EL-01379 | 26 | Conductors | Building Wire | Pull Copper THHN/THWN-2 | #1 | Copper THHN/THWN-2 | LF | 0.024 | 0.024 | 0.03 | 0.036 | Electrician | Pulling equipment as required | All | Both | Layout and normal installation | Supervision; unusual access; premium time | Per conductor-foot baseline; adjust for pull length, bends, fill and pulling method. | Original estimating baseline; calibrate to company history |  |  | Yes | UNVERIFIED - MODEL BASELINE | Estim8r original model baseline | N/A | [7 empty] | NO | Do not use as an authoritative bid labor unit until verified against a permitted source or company production history.
EL-01380 | 26 | Conductors | Building Wire | Pull Copper THHN/THWN-2 | 1/0 | Copper THHN/THWN-2 | LF | 0.028 | 0.028 | 0.035 | 0.042 | Electrician | Pulling equipment as required | All | Both | Layout and normal installation | Supervision; unusual access; premium time | Per conductor-foot baseline; adjust for pull length, bends, fill and pulling method. | Original estimating baseline; calibrate to company history |  |  | Yes | UNVERIFIED - MODEL BASELINE | Estim8r original model baseline | N/A | [7 empty] | NO | Do not use as an authoritative bid labor unit until verified against a permitted source or company production history.
EL-01381 | 26 | Conductors | Building Wire | Pull Copper THHN/THWN-2 | 2/0 | Copper THHN/THWN-2 | LF | 0.032 | 0.032 | 0.04 | 0.048 | Electrician | Pulling equipment as required | All | Both | Layout and normal installation | Supervision; unusual access; premium time | Per conductor-foot baseline; adjust for pull length, bends, fill and pulling method. | Original estimating baseline; calibrate to company history |  |  | Yes | UNVERIFIED - MODEL BASELINE | Estim8r original model baseline | N/A | [7 empty] | NO | Do not use as an authoritative bid labor unit until verified against a permitted source or company production history.
EL-01382 | 26 | Conductors | Building Wire | Pull Copper THHN/THWN-2 | 3/0 | Copper THHN/THWN-2 | LF | 0.037 | 0.037 | 0.046 | 0.055 | Electrician | Pulling equipment as required | All | Both | Layout and normal installation | Supervision; unusual access; premium time | Per conductor-foot baseline; adjust for pull length, bends, fill and pulling method. | Original estimating baseline; calibrate to company history |  |  | Yes | UNVERIFIED - MODEL BASELINE | Estim8r original model baseline | N/A | [7 empty] | NO | Do not use as an authoritative bid labor unit until verified against a permitted source or company production history.
EL-01383 | 26 | Conductors | Building Wire | Pull Copper THHN/THWN-2 | 4/0 | Copper THHN/THWN-2 | LF | 0.043 | 0.043 | 0.054 | 0.065 | Electrician | Pulling equipment as required | All | Both | Layout and normal installation | Supervision; unusual access; premium time | Per conductor-foot baseline; adjust for pull length, bends, fill and pulling method. | Original estimating baseline; calibrate to company history |  |  | Yes | UNVERIFIED - MODEL BASELINE | Estim8r original model baseline | N/A | [7 empty] | NO | Do not use as an authoritative bid labor unit until verified against a permitted source or company production history.
EL-01384 | 26 | Conductors | Building Wire | Pull Copper THHN/THWN-2 | 250 kcmil | Copper THHN/THWN-2 | LF | 0.052 | 0.052 | 0.065 | 0.078 | Electrician | Pulling equipment as required | All | Both | Layout and normal installation | Supervision; unusual access; premium time | Per conductor-foot baseline; adjust for pull length, bends, fill and pulling method. | Original estimating baseline; calibrate to company history |  |  | Yes | UNVERIFIED - MODEL BASELINE | Estim8r original model baseline | N/A | [7 empty] | NO | Do not use as an authoritative bid labor unit until verified against a permitted source or company production history.
EL-01385 | 26 | Conductors | Building Wire | Pull Copper THHN/THWN-2 | 300 kcmil | Copper THHN/THWN-2 | LF | 0.058 | 0.058 | 0.073 | 0.087 | Electrician | Pulling equipment as required | All | Both | Layout and normal installation | Supervision; unusual access; premium time | Per conductor-foot baseline; adjust for pull length, bends, fill and pulling method. | Original estimating baseline; calibrate to company history |  |  | Yes | UNVERIFIED - MODEL BASELINE | Estim8r original model baseline | N/A | [7 empty] | NO | Do not use as an authoritative bid labor unit until verified against a permitted source or company production history.
EL-01386 | 26 | Conductors | Building Wire | Pull Copper THHN/THWN-2 | 350 kcmil | Copper THHN/THWN-2 | LF | 0.065 | 0.065 | 0.081 | 0.098 | Electrician | Pulling equipment as required | All | Both | Layout and normal installation | Supervision; unusual access; premium time | Per conductor-foot baseline; adjust for pull length, bends, fill and pulling method. | Original estimating baseline; calibrate to company history |  |  | Yes | UNVERIFIED - MODEL BASELINE | Estim8r original model baseline | N/A | [7 empty] | NO | Do not use as an authoritative bid labor unit until verified against a permitted source or company production history.
EL-01387 | 26 | Conductors | Building Wire | Pull Copper THHN/THWN-2 | 400 kcmil | Copper THHN/THWN-2 | LF | 0.072 | 0.072 | 0.09 | 0.108 | Electrician | Pulling equipment as required | All | Both | Layout and normal installation | Supervision; unusual access; premium time | Per conductor-foot baseline; adjust for pull length, bends, fill and pulling method. | Original estimating baseline; calibrate to company history |  |  | Yes | UNVERIFIED - MODEL BASELINE | Estim8r original model baseline | N/A | [7 empty] | NO | Do not use as an authoritative bid labor unit until verified against a permitted source or company production history.
EL-01388 | 26 | Conductors | Building Wire | Pull Copper THHN/THWN-2 | 500 kcmil | Copper THHN/THWN-2 | LF | 0.085 | 0.085 | 0.106 | 0.128 | Electrician | Pulling equipment as required | All | Both | Layout and normal installation | Supervision; unusual access; premium time | Per conductor-foot baseline; adjust for pull length, bends, fill and pulling method. | Original estimating baseline; calibrate to company history |  |  | Yes | UNVERIFIED - MODEL BASELINE | Estim8r original model baseline | N/A | [7 empty] | NO | Do not use as an authoritative bid labor unit until verified against a permitted source or company production history.
EL-01389 | 26 | Conductors | Building Wire | Pull Copper THHN/THWN-2 | 600 kcmil | Copper THHN/THWN-2 | LF | 0.1 | 0.1 | 0.125 | 0.15 | Electrician | Pulling equipment as required | All | Both | Layout and normal installation | Supervision; unusual access; premium time | Per conductor-foot baseline; adjust for pull length, bends, fill and pulling method. | Original estimating baseline; calibrate to company history |  |  | Yes | UNVERIFIED - MODEL BASELINE | Estim8r original model baseline | N/A | [7 empty] | NO | Do not use as an authoritative bid labor unit until verified against a permitted source or company production history.
EL-01390 | 26 | Conductors | Building Wire | Pull Copper THHN/THWN-2 | 750 kcmil | Copper THHN/THWN-2 | LF | 0.125 | 0.125 | 0.156 | 0.188 | Electrician | Pulling equipment as required | All | Both | Layout and normal installation | Supervision; unusual access; premium time | Per conductor-foot baseline; adjust for pull length, bends, fill and pulling method. | Original estimating baseline; calibrate to company history |  |  | Yes | UNVERIFIED - MODEL BASELINE | Estim8r original model baseline | N/A | [7 empty] | NO | Do not use as an authoritative bid labor unit until verified against a permitted source or company production history.
EL-01391 | 26 | Conductors | Building Wire | Pull Copper THHN/THWN-2 | 1000 kcmil | Copper THHN/THWN-2 | LF | 0.16 | 0.16 | 0.2 | 0.24 | Electrician | Pulling equipment as required | All | Both | Layout and normal installation | Supervision; unusual access; premium time | Per conductor-foot baseline; adjust for pull length, bends, fill and pulling method. | Original estimating baseline; calibrate to company history |  |  | Yes | UNVERIFIED - MODEL BASELINE | Estim8r original model baseline | N/A | [7 empty] | NO | Do not use as an authoritative bid labor unit until verified against a permitted source or company production history.
EL-01392 | 26 | Conductors | Terminations | Terminate Copper THHN/THWN-2 conductor | #12 | Copper THHN/THWN-2 | EA | 0.08 | 0.08 | 0.1 | 0.12 | Electrician | Torque tools | All | Both | Layout and normal installation | Supervision; unusual access; premium time |  | Original estimating baseline; calibrate to company history |  |  | Yes | UNVERIFIED - MODEL BASELINE | Estim8r original model baseline | N/A | [7 empty] | NO | Do not use as an authoritative bid labor unit until verified against a permitted source or company production history.
EL-01393 | 26 | Conductors | Terminations | Terminate Copper THHN/THWN-2 conductor | #10 | Copper THHN/THWN-2 | EA | 0.08 | 0.08 | 0.1 | 0.12 | Electrician | Torque tools | All | Both | Layout and normal installation | Supervision; unusual access; premium time |  | Original estimating baseline; calibrate to company history |  |  | Yes | UNVERIFIED - MODEL BASELINE | Estim8r original model baseline | N/A | [7 empty] | NO | Do not use as an authoritative bid labor unit until verified against a permitted source or company production history.
EL-01394 | 26 | Conductors | Terminations | Terminate Copper THHN/THWN-2 conductor | #8 | Copper THHN/THWN-2 | EA | 0.08 | 0.08 | 0.1 | 0.12 | Electrician | Torque tools | All | Both | Layout and normal installation | Supervision; unusual access; premium time |  | Original estimating baseline; calibrate to company history |  |  | Yes | UNVERIFIED - MODEL BASELINE | Estim8r original model baseline | N/A | [7 empty] | NO | Do not use as an authoritative bid labor unit until verified against a permitted source or company production history.
EL-01395 | 26 | Conductors | Terminations | Terminate Copper THHN/THWN-2 conductor | #6 | Copper THHN/THWN-2 | EA | 0.08 | 0.08 | 0.1 | 0.12 | Electrician | Torque tools | All | Both | Layout and normal installation | Supervision; unusual access; premium time |  | Original estimating baseline; calibrate to company history |  |  | Yes | UNVERIFIED - MODEL BASELINE | Estim8r original model baseline | N/A | [7 empty] | NO | Do not use as an authoritative bid labor unit until verified against a permitted source or company production history.
EL-01396 | 26 | Conductors | Terminations | Terminate Copper THHN/THWN-2 conductor | #4 | Copper THHN/THWN-2 | EA | 0.08 | 0.08 | 0.1 | 0.12 | Electrician | Torque tools | All | Both | Layout and normal installation | Supervision; unusual access; premium time |  | Original estimating baseline; calibrate to company history |  |  | Yes | UNVERIFIED - MODEL BASELINE | Estim8r original model baseline | N/A | [7 empty] | NO | Do not use as an authoritative bid labor unit until verified against a permitted source or company production history.
EL-01397 | 26 | Conductors | Terminations | Terminate Copper THHN/THWN-2 conductor | #3 | Copper THHN/THWN-2 | EA | 0.09 | 0.09 | 0.112 | 0.135 | Electrician | Torque tools | All | Both | Layout and normal installation | Supervision; unusual access; premium time |  | Original estimating baseline; calibrate to company history |  |  | Yes | UNVERIFIED - MODEL BASELINE | Estim8r original model baseline | N/A | [7 empty] | NO | Do not use as an authoritative bid labor unit until verified against a permitted source or company production history.
EL-01398 | 26 | Conductors | Terminations | Terminate Copper THHN/THWN-2 conductor | #2 | Copper THHN/THWN-2 | EA | 0.105 | 0.105 | 0.131 | 0.158 | Electrician | Torque tools | All | Both | Layout and normal installation | Supervision; unusual access; premium time |  | Original estimating baseline; calibrate to company history |  |  | Yes | UNVERIFIED - MODEL BASELINE | Estim8r original model baseline | N/A | [7 empty] | NO | Do not use as an authoritative bid labor unit until verified against a permitted source or company production history.
EL-01399 | 26 | Conductors | Terminations | Terminate Copper THHN/THWN-2 conductor | #1 | Copper THHN/THWN-2 | EA | 0.12 | 0.12 | 0.15 | 0.18 | Electrician | Torque tools | All | Both | Layout and normal installation | Supervision; unusual access; premium time |  | Original estimating baseline; calibrate to company history |  |  | Yes | UNVERIFIED - MODEL BASELINE | Estim8r original model baseline | N/A | [7 empty] | NO | Do not use as an authoritative bid labor unit until verified against a permitted source or company production history.
EL-01400 | 26 | Conductors | Terminations | Terminate Copper THHN/THWN-2 conductor | 1/0 | Copper THHN/THWN-2 | EA | 0.14 | 0.14 | 0.175 | 0.21 | Electrician | Torque tools | All | Both | Layout and normal installation | Supervision; unusual access; premium time |  | Original estimating baseline; calibrate to company history |  |  | Yes | UNVERIFIED - MODEL BASELINE | Estim8r original model baseline | N/A | [7 empty] | NO | Do not use as an authoritative bid labor unit until verified against a permitted source or company production history.
EL-01401 | 26 | Conductors | Terminations | Terminate Copper THHN/THWN-2 conductor | 2/0 | Copper THHN/THWN-2 | EA | 0.16 | 0.16 | 0.2 | 0.24 | Electrician | Torque tools | All | Both | Layout and normal installation | Supervision; unusual access; premium time |  | Original estimating baseline; calibrate to company history |  |  | Yes | UNVERIFIED - MODEL BASELINE | Estim8r original model baseline | N/A | [7 empty] | NO | Do not use as an authoritative bid labor unit until verified against a permitted source or company production history.
EL-01402 | 26 | Conductors | Terminations | Terminate Copper THHN/THWN-2 conductor | 3/0 | Copper THHN/THWN-2 | EA | 0.185 | 0.185 | 0.231 | 0.277 | Electrician | Torque tools | All | Both | Layout and normal installation | Supervision; unusual access; premium time |  | Original estimating baseline; calibrate to company history |  |  | Yes | UNVERIFIED - MODEL BASELINE | Estim8r original model baseline | N/A | [7 empty] | NO | Do not use as an authoritative bid labor unit until verified against a permitted source or company production history.
EL-01403 | 26 | Conductors | Terminations | Terminate Copper THHN/THWN-2 conductor | 4/0 | Copper THHN/THWN-2 | EA | 0.215 | 0.215 | 0.269 | 0.322 | Electrician | Torque tools | All | Both | Layout and normal installation | Supervision; unusual access; premium time |  | Original estimating baseline; calibrate to company history |  |  | Yes | UNVERIFIED - MODEL BASELINE | Estim8r original model baseline | N/A | [7 empty] | NO | Do not use as an authoritative bid labor unit until verified against a permitted source or company production history.
EL-01404 | 26 | Conductors | Terminations | Terminate Copper THHN/THWN-2 conductor | 250 kcmil | Copper THHN/THWN-2 | EA | 0.26 | 0.26 | 0.325 | 0.39 | Electrician | Torque tools | All | Both | Layout and normal installation | Supervision; unusual access; premium time |  | Original estimating baseline; calibrate to company history |  |  | Yes | UNVERIFIED - MODEL BASELINE | Estim8r original model baseline | N/A | [7 empty] | NO | Do not use as an authoritative bid labor unit until verified against a permitted source or company production history.
EL-01405 | 26 | Conductors | Terminations | Terminate Copper THHN/THWN-2 conductor | 300 kcmil | Copper THHN/THWN-2 | EA | 0.29 | 0.29 | 0.363 | 0.435 | Electrician | Torque tools | All | Both | Layout and normal installation | Supervision; unusual access; premium time |  | Original estimating baseline; calibrate to company history |  |  | Yes | UNVERIFIED - MODEL BASELINE | Estim8r original model baseline | N/A | [7 empty] | NO | Do not use as an authoritative bid labor unit until verified against a permitted source or company production history.
EL-01406 | 26 | Conductors | Terminations | Terminate Copper THHN/THWN-2 conductor | 350 kcmil | Copper THHN/THWN-2 | EA | 0.325 | 0.325 | 0.406 | 0.488 | Electrician | Torque tools | All | Both | Layout and normal installation | Supervision; unusual access; premium time |  | Original estimating baseline; calibrate to company history |  |  | Yes | UNVERIFIED - MODEL BASELINE | Estim8r original model baseline | N/A | [7 empty] | NO | Do not use as an authoritative bid labor unit until verified against a permitted source or company production history.
EL-01407 | 26 | Conductors | Terminations | Terminate Copper THHN/THWN-2 conductor | 400 kcmil | Copper THHN/THWN-2 | EA | 0.36 | 0.36 | 0.45 | 0.54 | Electrician | Torque tools | All | Both | Layout and normal installation | Supervision; unusual access; premium time |  | Original estimating baseline; calibrate to company history |  |  | Yes | UNVERIFIED - MODEL BASELINE | Estim8r original model baseline | N/A | [7 empty] | NO | Do not use as an authoritative bid labor unit until verified against a permitted source or company production history.
EL-01408 | 26 | Conductors | Terminations | Terminate Copper THHN/THWN-2 conductor | 500 kcmil | Copper THHN/THWN-2 | EA | 0.425 | 0.425 | 0.531 | 0.638 | Electrician | Torque tools | All | Both | Layout and normal installation | Supervision; unusual access; premium time |  | Original estimating baseline; calibrate to company history |  |  | Yes | UNVERIFIED - MODEL BASELINE | Estim8r original model baseline | N/A | [7 empty] | NO | Do not use as an authoritative bid labor unit until verified against a permitted source or company production history.
EL-01409 | 26 | Conductors | Terminations | Terminate Copper THHN/THWN-2 conductor | 600 kcmil | Copper THHN/THWN-2 | EA | 0.5 | 0.5 | 0.625 | 0.75 | Electrician | Torque tools | All | Both | Layout and normal installation | Supervision; unusual access; premium time |  | Original estimating baseline; calibrate to company history |  |  | Yes | UNVERIFIED - MODEL BASELINE | Estim8r original model baseline | N/A | [7 empty] | NO | Do not use as an authoritative bid labor unit until verified against a permitted source or company production history.
EL-01410 | 26 | Conductors | Terminations | Terminate Copper THHN/THWN-2 conductor | 750 kcmil | Copper THHN/THWN-2 | EA | 0.625 | 0.625 | 0.781 | 0.938 | Electrician | Torque tools | All | Both | Layout and normal installation | Supervision; unusual access; premium time |  | Original estimating baseline; calibrate to company history |  |  | Yes | UNVERIFIED - MODEL BASELINE | Estim8r original model baseline | N/A | [7 empty] | NO | Do not use as an authoritative bid labor unit until verified against a permitted source or company production history.
EL-01411 | 26 | Conductors | Terminations | Terminate Copper THHN/THWN-2 conductor | 1000 kcmil | Copper THHN/THWN-2 | EA | 0.8 | 0.8 | 1 | 1.2 | Electrician | Torque tools | All | Both | Layout and normal installation | Supervision; unusual access; premium time |  | Original estimating baseline; calibrate to company history |  |  | Yes | UNVERIFIED - MODEL BASELINE | Estim8r original model baseline | N/A | [7 empty] | NO | Do not use as an authoritative bid labor unit until verified against a permitted source or company production history.
EL-01412 | 26 | Conductors | Building Wire | Pull Aluminum XHHW-2 | #18 | Aluminum XHHW-2 | LF | 0.0054 | 0.0054 | 0.007 | 0.008 | Electrician | Pulling equipment as required | All | Both | Layout and normal installation | Supervision; unusual access; premium time | Per conductor-foot baseline; adjust for pull length, bends, fill and pulling method. | Original estimating baseline; calibrate to company history |  |  | Yes | UNVERIFIED - MODEL BASELINE | Estim8r original model baseline | N/A | [7 empty] | NO | Do not use as an authoritative bid labor unit until verified against a permitted source or company production history.
EL-01413 | 26 | Conductors | Building Wire | Pull Aluminum XHHW-2 | #16 | Aluminum XHHW-2 | LF | 0.00585 | 0.00585 | 0.007 | 0.009 | Electrician | Pulling equipment as required | All | Both | Layout and normal installation | Supervision; unusual access; premium time | Per conductor-foot baseline; adjust for pull length, bends, fill and pulling method. | Original estimating baseline; calibrate to company history |  |  | Yes | UNVERIFIED - MODEL BASELINE | Estim8r original model baseline | N/A | [7 empty] | NO | Do not use as an authoritative bid labor unit until verified against a permitted source or company production history.
EL-01414 | 26 | Conductors | Building Wire | Pull Aluminum XHHW-2 | #14 | Aluminum XHHW-2 | LF | 0.0063 | 0.0063 | 0.008 | 0.009 | Electrician | Pulling equipment as required | All | Both | Layout and normal installation | Supervision; unusual access; premium time | Per conductor-foot baseline; adjust for pull length, bends, fill and pulling method. | Original estimating baseline; calibrate to company history |  |  | Yes | UNVERIFIED - MODEL BASELINE | Estim8r original model baseline | N/A | [7 empty] | NO | Do not use as an authoritative bid labor unit until verified against a permitted source or company production history.
EL-01415 | 26 | Conductors | Building Wire | Pull Aluminum XHHW-2 | #12 | Aluminum XHHW-2 | LF | 0.0072 | 0.0072 | 0.009 | 0.011 | Electrician | Pulling equipment as required | All | Both | Layout and normal installation | Supervision; unusual access; premium time | Per conductor-foot baseline; adjust for pull length, bends, fill and pulling method. | Original estimating baseline; calibrate to company history |  |  | Yes | UNVERIFIED - MODEL BASELINE | Estim8r original model baseline | N/A | [7 empty] | NO | Do not use as an authoritative bid labor unit until verified against a permitted source or company production history.
EL-01416 | 26 | Conductors | Building Wire | Pull Aluminum XHHW-2 | #10 | Aluminum XHHW-2 | LF | 0.0081 | 0.0081 | 0.01 | 0.012 | Electrician | Pulling equipment as required | All | Both | Layout and normal installation | Supervision; unusual access; premium time | Per conductor-foot baseline; adjust for pull length, bends, fill and pulling method. | Original estimating baseline; calibrate to company history |  |  | Yes | UNVERIFIED - MODEL BASELINE | Estim8r original model baseline | N/A | [7 empty] | NO | Do not use as an authoritative bid labor unit until verified against a permitted source or company production history.
EL-01417 | 26 | Conductors | Building Wire | Pull Aluminum XHHW-2 | #8 | Aluminum XHHW-2 | LF | 0.0099 | 0.0099 | 0.012 | 0.015 | Electrician | Pulling equipment as required | All | Both | Layout and normal installation | Supervision; unusual access; premium time | Per conductor-foot baseline; adjust for pull length, bends, fill and pulling method. | Original estimating baseline; calibrate to company history |  |  | Yes | UNVERIFIED - MODEL BASELINE | Estim8r original model baseline | N/A | [7 empty] | NO | Do not use as an authoritative bid labor unit until verified against a permitted source or company production history.
EL-01418 | 26 | Conductors | Building Wire | Pull Aluminum XHHW-2 | #6 | Aluminum XHHW-2 | LF | 0.0117 | 0.0117 | 0.015 | 0.018 | Electrician | Pulling equipment as required | All | Both | Layout and normal installation | Supervision; unusual access; premium time | Per conductor-foot baseline; adjust for pull length, bends, fill and pulling method. | Original estimating baseline; calibrate to company history |  |  | Yes | UNVERIFIED - MODEL BASELINE | Estim8r original model baseline | N/A | [7 empty] | NO | Do not use as an authoritative bid labor unit until verified against a permitted source or company production history.
EL-01419 | 26 | Conductors | Building Wire | Pull Aluminum XHHW-2 | #4 | Aluminum XHHW-2 | LF | 0.0144 | 0.0144 | 0.018 | 0.022 | Electrician | Pulling equipment as required | All | Both | Layout and normal installation | Supervision; unusual access; premium time | Per conductor-foot baseline; adjust for pull length, bends, fill and pulling method. | Original estimating baseline; calibrate to company history |  |  | Yes | UNVERIFIED - MODEL BASELINE | Estim8r original model baseline | N/A | [7 empty] | NO | Do not use as an authoritative bid labor unit until verified against a permitted source or company production history.
EL-01420 | 26 | Conductors | Building Wire | Pull Aluminum XHHW-2 | #3 | Aluminum XHHW-2 | LF | 0.0162 | 0.0162 | 0.02 | 0.024 | Electrician | Pulling equipment as required | All | Both | Layout and normal installation | Supervision; unusual access; premium time | Per conductor-foot baseline; adjust for pull length, bends, fill and pulling method. | Original estimating baseline; calibrate to company history |  |  | Yes | UNVERIFIED - MODEL BASELINE | Estim8r original model baseline | N/A | [7 empty] | NO | Do not use as an authoritative bid labor unit until verified against a permitted source or company production history.
EL-01421 | 26 | Conductors | Building Wire | Pull Aluminum XHHW-2 | #2 | Aluminum XHHW-2 | LF | 0.0189 | 0.0189 | 0.024 | 0.028 | Electrician | Pulling equipment as required | All | Both | Layout and normal installation | Supervision; unusual access; premium time | Per conductor-foot baseline; adjust for pull length, bends, fill and pulling method. | Original estimating baseline; calibrate to company history |  |  | Yes | UNVERIFIED - MODEL BASELINE | Estim8r original model baseline | N/A | [7 empty] | NO | Do not use as an authoritative bid labor unit until verified against a permitted source or company production history.
EL-01422 | 26 | Conductors | Building Wire | Pull Aluminum XHHW-2 | #1 | Aluminum XHHW-2 | LF | 0.0216 | 0.0216 | 0.027 | 0.032 | Electrician | Pulling equipment as required | All | Both | Layout and normal installation | Supervision; unusual access; premium time | Per conductor-foot baseline; adjust for pull length, bends, fill and pulling method. | Original estimating baseline; calibrate to company history |  |  | Yes | UNVERIFIED - MODEL BASELINE | Estim8r original model baseline | N/A | [7 empty] | NO | Do not use as an authoritative bid labor unit until verified against a permitted source or company production history.
EL-01423 | 26 | Conductors | Building Wire | Pull Aluminum XHHW-2 | 1/0 | Aluminum XHHW-2 | LF | 0.0252 | 0.0252 | 0.032 | 0.038 | Electrician | Pulling equipment as required | All | Both | Layout and normal installation | Supervision; unusual access; premium time | Per conductor-foot baseline; adjust for pull length, bends, fill and pulling method. | Original estimating baseline; calibrate to company history |  |  | Yes | UNVERIFIED - MODEL BASELINE | Estim8r original model baseline | N/A | [7 empty] | NO | Do not use as an authoritative bid labor unit until verified against a permitted source or company production history.
EL-01424 | 26 | Conductors | Building Wire | Pull Aluminum XHHW-2 | 2/0 | Aluminum XHHW-2 | LF | 0.0288 | 0.0288 | 0.036 | 0.043 | Electrician | Pulling equipment as required | All | Both | Layout and normal installation | Supervision; unusual access; premium time | Per conductor-foot baseline; adjust for pull length, bends, fill and pulling method. | Original estimating baseline; calibrate to company history |  |  | Yes | UNVERIFIED - MODEL BASELINE | Estim8r original model baseline | N/A | [7 empty] | NO | Do not use as an authoritative bid labor unit until verified against a permitted source or company production history.
EL-01425 | 26 | Conductors | Building Wire | Pull Aluminum XHHW-2 | 3/0 | Aluminum XHHW-2 | LF | 0.0333 | 0.0333 | 0.042 | 0.05 | Electrician | Pulling equipment as required | All | Both | Layout and normal installation | Supervision; unusual access; premium time | Per conductor-foot baseline; adjust for pull length, bends, fill and pulling method. | Original estimating baseline; calibrate to company history |  |  | Yes | UNVERIFIED - MODEL BASELINE | Estim8r original model baseline | N/A | [7 empty] | NO | Do not use as an authoritative bid labor unit until verified against a permitted source or company production history.
EL-01426 | 26 | Conductors | Building Wire | Pull Aluminum XHHW-2 | 4/0 | Aluminum XHHW-2 | LF | 0.0387 | 0.0387 | 0.048 | 0.058 | Electrician | Pulling equipment as required | All | Both | Layout and normal installation | Supervision; unusual access; premium time | Per conductor-foot baseline; adjust for pull length, bends, fill and pulling method. | Original estimating baseline; calibrate to company history |  |  | Yes | UNVERIFIED - MODEL BASELINE | Estim8r original model baseline | N/A | [7 empty] | NO | Do not use as an authoritative bid labor unit until verified against a permitted source or company production history.
EL-01427 | 26 | Conductors | Building Wire | Pull Aluminum XHHW-2 | 250 kcmil | Aluminum XHHW-2 | LF | 0.0468 | 0.0468 | 0.059 | 0.07 | Electrician | Pulling equipment as required | All | Both | Layout and normal installation | Supervision; unusual access; premium time | Per conductor-foot baseline; adjust for pull length, bends, fill and pulling method. | Original estimating baseline; calibrate to company history |  |  | Yes | UNVERIFIED - MODEL BASELINE | Estim8r original model baseline | N/A | [7 empty] | NO | Do not use as an authoritative bid labor unit until verified against a permitted source or company production history.
EL-01428 | 26 | Conductors | Building Wire | Pull Aluminum XHHW-2 | 300 kcmil | Aluminum XHHW-2 | LF | 0.0522 | 0.0522 | 0.065 | 0.078 | Electrician | Pulling equipment as required | All | Both | Layout and normal installation | Supervision; unusual access; premium time | Per conductor-foot baseline; adjust for pull length, bends, fill and pulling method. | Original estimating baseline; calibrate to company history |  |  | Yes | UNVERIFIED - MODEL BASELINE | Estim8r original model baseline | N/A | [7 empty] | NO | Do not use as an authoritative bid labor unit until verified against a permitted source or company production history.
EL-01429 | 26 | Conductors | Building Wire | Pull Aluminum XHHW-2 | 350 kcmil | Aluminum XHHW-2 | LF | 0.0585 | 0.0585 | 0.073 | 0.088 | Electrician | Pulling equipment as required | All | Both | Layout and normal installation | Supervision; unusual access; premium time | Per conductor-foot baseline; adjust for pull length, bends, fill and pulling method. | Original estimating baseline; calibrate to company history |  |  | Yes | UNVERIFIED - MODEL BASELINE | Estim8r original model baseline | N/A | [7 empty] | NO | Do not use as an authoritative bid labor unit until verified against a permitted source or company production history.
EL-01430 | 26 | Conductors | Building Wire | Pull Aluminum XHHW-2 | 400 kcmil | Aluminum XHHW-2 | LF | 0.0648 | 0.0648 | 0.081 | 0.097 | Electrician | Pulling equipment as required | All | Both | Layout and normal installation | Supervision; unusual access; premium time | Per conductor-foot baseline; adjust for pull length, bends, fill and pulling method. | Original estimating baseline; calibrate to company history |  |  | Yes | UNVERIFIED - MODEL BASELINE | Estim8r original model baseline | N/A | [7 empty] | NO | Do not use as an authoritative bid labor unit until verified against a permitted source or company production history.
EL-01431 | 26 | Conductors | Building Wire | Pull Aluminum XHHW-2 | 500 kcmil | Aluminum XHHW-2 | LF | 0.0765 | 0.0765 | 0.096 | 0.115 | Electrician | Pulling equipment as required | All | Both | Layout and normal installation | Supervision; unusual access; premium time | Per conductor-foot baseline; adjust for pull length, bends, fill and pulling method. | Original estimating baseline; calibrate to company history |  |  | Yes | UNVERIFIED - MODEL BASELINE | Estim8r original model baseline | N/A | [7 empty] | NO | Do not use as an authoritative bid labor unit until verified against a permitted source or company production history.
EL-01432 | 26 | Conductors | Building Wire | Pull Aluminum XHHW-2 | 600 kcmil | Aluminum XHHW-2 | LF | 0.09 | 0.09 | 0.113 | 0.135 | Electrician | Pulling equipment as required | All | Both | Layout and normal installation | Supervision; unusual access; premium time | Per conductor-foot baseline; adjust for pull length, bends, fill and pulling method. | Original estimating baseline; calibrate to company history |  |  | Yes | UNVERIFIED - MODEL BASELINE | Estim8r original model baseline | N/A | [7 empty] | NO | Do not use as an authoritative bid labor unit until verified against a permitted source or company production history.
EL-01433 | 26 | Conductors | Building Wire | Pull Aluminum XHHW-2 | 750 kcmil | Aluminum XHHW-2 | LF | 0.1125 | 0.1125 | 0.141 | 0.169 | Electrician | Pulling equipment as required | All | Both | Layout and normal installation | Supervision; unusual access; premium time | Per conductor-foot baseline; adjust for pull length, bends, fill and pulling method. | Original estimating baseline; calibrate to company history |  |  | Yes | UNVERIFIED - MODEL BASELINE | Estim8r original model baseline | N/A | [7 empty] | NO | Do not use as an authoritative bid labor unit until verified against a permitted source or company production history.
EL-01434 | 26 | Conductors | Building Wire | Pull Aluminum XHHW-2 | 1000 kcmil | Aluminum XHHW-2 | LF | 0.144 | 0.144 | 0.18 | 0.216 | Electrician | Pulling equipment as required | All | Both | Layout and normal installation | Supervision; unusual access; premium time | Per conductor-foot baseline; adjust for pull length, bends, fill and pulling method. | Original estimating baseline; calibrate to company history |  |  | Yes | UNVERIFIED - MODEL BASELINE | Estim8r original model baseline | N/A | [7 empty] | NO | Do not use as an authoritative bid labor unit until verified against a permitted source or company production history.
EL-01435 | 26 | Conductors | Terminations | Terminate Aluminum XHHW-2 conductor | #12 | Aluminum XHHW-2 | EA | 0.072 | 0.072 | 0.09 | 0.108 | Electrician | Torque tools | All | Both | Layout and normal installation | Supervision; unusual access; premium time |  | Original estimating baseline; calibrate to company history |  |  | Yes | UNVERIFIED - MODEL BASELINE | Estim8r original model baseline | N/A | [7 empty] | NO | Do not use as an authoritative bid labor unit until verified against a permitted source or company production history.
EL-01436 | 26 | Conductors | Terminations | Terminate Aluminum XHHW-2 conductor | #10 | Aluminum XHHW-2 | EA | 0.072 | 0.072 | 0.09 | 0.108 | Electrician | Torque tools | All | Both | Layout and normal installation | Supervision; unusual access; premium time |  | Original estimating baseline; calibrate to company history |  |  | Yes | UNVERIFIED - MODEL BASELINE | Estim8r original model baseline | N/A | [7 empty] | NO | Do not use as an authoritative bid labor unit until verified against a permitted source or company production history.
EL-01437 | 26 | Conductors | Terminations | Terminate Aluminum XHHW-2 conductor | #8 | Aluminum XHHW-2 | EA | 0.072 | 0.072 | 0.09 | 0.108 | Electrician | Torque tools | All | Both | Layout and normal installation | Supervision; unusual access; premium time |  | Original estimating baseline; calibrate to company history |  |  | Yes | UNVERIFIED - MODEL BASELINE | Estim8r original model baseline | N/A | [7 empty] | NO | Do not use as an authoritative bid labor unit until verified against a permitted source or company production history.
EL-01438 | 26 | Conductors | Terminations | Terminate Aluminum XHHW-2 conductor | #6 | Aluminum XHHW-2 | EA | 0.072 | 0.072 | 0.09 | 0.108 | Electrician | Torque tools | All | Both | Layout and normal installation | Supervision; unusual access; premium time |  | Original estimating baseline; calibrate to company history |  |  | Yes | UNVERIFIED - MODEL BASELINE | Estim8r original model baseline | N/A | [7 empty] | NO | Do not use as an authoritative bid labor unit until verified against a permitted source or company production history.
EL-01439 | 26 | Conductors | Terminations | Terminate Aluminum XHHW-2 conductor | #4 | Aluminum XHHW-2 | EA | 0.072 | 0.072 | 0.09 | 0.108 | Electrician | Torque tools | All | Both | Layout and normal installation | Supervision; unusual access; premium time |  | Original estimating baseline; calibrate to company history |  |  | Yes | UNVERIFIED - MODEL BASELINE | Estim8r original model baseline | N/A | [7 empty] | NO | Do not use as an authoritative bid labor unit until verified against a permitted source or company production history.
EL-01440 | 26 | Conductors | Terminations | Terminate Aluminum XHHW-2 conductor | #3 | Aluminum XHHW-2 | EA | 0.081 | 0.081 | 0.101 | 0.121 | Electrician | Torque tools | All | Both | Layout and normal installation | Supervision; unusual access; premium time |  | Original estimating baseline; calibrate to company history |  |  | Yes | UNVERIFIED - MODEL BASELINE | Estim8r original model baseline | N/A | [7 empty] | NO | Do not use as an authoritative bid labor unit until verified against a permitted source or company production history.
EL-01441 | 26 | Conductors | Terminations | Terminate Aluminum XHHW-2 conductor | #2 | Aluminum XHHW-2 | EA | 0.0945 | 0.0945 | 0.118 | 0.142 | Electrician | Torque tools | All | Both | Layout and normal installation | Supervision; unusual access; premium time |  | Original estimating baseline; calibrate to company history |  |  | Yes | UNVERIFIED - MODEL BASELINE | Estim8r original model baseline | N/A | [7 empty] | NO | Do not use as an authoritative bid labor unit until verified against a permitted source or company production history.
EL-01442 | 26 | Conductors | Terminations | Terminate Aluminum XHHW-2 conductor | #1 | Aluminum XHHW-2 | EA | 0.108 | 0.108 | 0.135 | 0.162 | Electrician | Torque tools | All | Both | Layout and normal installation | Supervision; unusual access; premium time |  | Original estimating baseline; calibrate to company history |  |  | Yes | UNVERIFIED - MODEL BASELINE | Estim8r original model baseline | N/A | [7 empty] | NO | Do not use as an authoritative bid labor unit until verified against a permitted source or company production history.
EL-01443 | 26 | Conductors | Terminations | Terminate Aluminum XHHW-2 conductor | 1/0 | Aluminum XHHW-2 | EA | 0.126 | 0.126 | 0.158 | 0.189 | Electrician | Torque tools | All | Both | Layout and normal installation | Supervision; unusual access; premium time |  | Original estimating baseline; calibrate to company history |  |  | Yes | UNVERIFIED - MODEL BASELINE | Estim8r original model baseline | N/A | [7 empty] | NO | Do not use as an authoritative bid labor unit until verified against a permitted source or company production history.
EL-01444 | 26 | Conductors | Terminations | Terminate Aluminum XHHW-2 conductor | 2/0 | Aluminum XHHW-2 | EA | 0.144 | 0.144 | 0.18 | 0.216 | Electrician | Torque tools | All | Both | Layout and normal installation | Supervision; unusual access; premium time |  | Original estimating baseline; calibrate to company history |  |  | Yes | UNVERIFIED - MODEL BASELINE | Estim8r original model baseline | N/A | [7 empty] | NO | Do not use as an authoritative bid labor unit until verified against a permitted source or company production history.
EL-01445 | 26 | Conductors | Terminations | Terminate Aluminum XHHW-2 conductor | 3/0 | Aluminum XHHW-2 | EA | 0.1665 | 0.1665 | 0.208 | 0.25 | Electrician | Torque tools | All | Both | Layout and normal installation | Supervision; unusual access; premium time |  | Original estimating baseline; calibrate to company history |  |  | Yes | UNVERIFIED - MODEL BASELINE | Estim8r original model baseline | N/A | [7 empty] | NO | Do not use as an authoritative bid labor unit until verified against a permitted source or company production history.
EL-01446 | 26 | Conductors | Terminations | Terminate Aluminum XHHW-2 conductor | 4/0 | Aluminum XHHW-2 | EA | 0.1935 | 0.1935 | 0.242 | 0.29 | Electrician | Torque tools | All | Both | Layout and normal installation | Supervision; unusual access; premium time |  | Original estimating baseline; calibrate to company history |  |  | Yes | UNVERIFIED - MODEL BASELINE | Estim8r original model baseline | N/A | [7 empty] | NO | Do not use as an authoritative bid labor unit until verified against a permitted source or company production history.
EL-01447 | 26 | Conductors | Terminations | Terminate Aluminum XHHW-2 conductor | 250 kcmil | Aluminum XHHW-2 | EA | 0.234 | 0.234 | 0.293 | 0.351 | Electrician | Torque tools | All | Both | Layout and normal installation | Supervision; unusual access; premium time |  | Original estimating baseline; calibrate to company history |  |  | Yes | UNVERIFIED - MODEL BASELINE | Estim8r original model baseline | N/A | [7 empty] | NO | Do not use as an authoritative bid labor unit until verified against a permitted source or company production history.
EL-01448 | 26 | Conductors | Terminations | Terminate Aluminum XHHW-2 conductor | 300 kcmil | Aluminum XHHW-2 | EA | 0.261 | 0.261 | 0.326 | 0.392 | Electrician | Torque tools | All | Both | Layout and normal installation | Supervision; unusual access; premium time |  | Original estimating baseline; calibrate to company history |  |  | Yes | UNVERIFIED - MODEL BASELINE | Estim8r original model baseline | N/A | [7 empty] | NO | Do not use as an authoritative bid labor unit until verified against a permitted source or company production history.
EL-01449 | 26 | Conductors | Terminations | Terminate Aluminum XHHW-2 conductor | 350 kcmil | Aluminum XHHW-2 | EA | 0.2925 | 0.2925 | 0.366 | 0.439 | Electrician | Torque tools | All | Both | Layout and normal installation | Supervision; unusual access; premium time |  | Original estimating baseline; calibrate to company history |  |  | Yes | UNVERIFIED - MODEL BASELINE | Estim8r original model baseline | N/A | [7 empty] | NO | Do not use as an authoritative bid labor unit until verified against a permitted source or company production history.
EL-01450 | 26 | Conductors | Terminations | Terminate Aluminum XHHW-2 conductor | 400 kcmil | Aluminum XHHW-2 | EA | 0.324 | 0.324 | 0.405 | 0.486 | Electrician | Torque tools | All | Both | Layout and normal installation | Supervision; unusual access; premium time |  | Original estimating baseline; calibrate to company history |  |  | Yes | UNVERIFIED - MODEL BASELINE | Estim8r original model baseline | N/A | [7 empty] | NO | Do not use as an authoritative bid labor unit until verified against a permitted source or company production history.
EL-01451 | 26 | Conductors | Terminations | Terminate Aluminum XHHW-2 conductor | 500 kcmil | Aluminum XHHW-2 | EA | 0.3825 | 0.3825 | 0.478 | 0.574 | Electrician | Torque tools | All | Both | Layout and normal installation | Supervision; unusual access; premium time |  | Original estimating baseline; calibrate to company history |  |  | Yes | UNVERIFIED - MODEL BASELINE | Estim8r original model baseline | N/A | [7 empty] | NO | Do not use as an authoritative bid labor unit until verified against a permitted source or company production history.
EL-01452 | 26 | Conductors | Terminations | Terminate Aluminum XHHW-2 conductor | 600 kcmil | Aluminum XHHW-2 | EA | 0.45 | 0.45 | 0.562 | 0.675 | Electrician | Torque tools | All | Both | Layout and normal installation | Supervision; unusual access; premium time |  | Original estimating baseline; calibrate to company history |  |  | Yes | UNVERIFIED - MODEL BASELINE | Estim8r original model baseline | N/A | [7 empty] | NO | Do not use as an authoritative bid labor unit until verified against a permitted source or company production history.
EL-01453 | 26 | Conductors | Terminations | Terminate Aluminum XHHW-2 conductor | 750 kcmil | Aluminum XHHW-2 | EA | 0.5625 | 0.5625 | 0.703 | 0.844 | Electrician | Torque tools | All | Both | Layout and normal installation | Supervision; unusual access; premium time |  | Original estimating baseline; calibrate to company history |  |  | Yes | UNVERIFIED - MODEL BASELINE | Estim8r original model baseline | N/A | [7 empty] | NO | Do not use as an authoritative bid labor unit until verified against a permitted source or company production history.
EL-01454 | 26 | Conductors | Terminations | Terminate Aluminum XHHW-2 conductor | 1000 kcmil | Aluminum XHHW-2 | EA | 0.72 | 0.72 | 0.9 | 1.08 | Electrician | Torque tools | All | Both | Layout and normal installation | Supervision; unusual access; premium time |  | Original estimating baseline; calibrate to company history |  |  | Yes | UNVERIFIED - MODEL BASELINE | Estim8r original model baseline | N/A | [7 empty] | NO | Do not use as an authoritative bid labor unit until verified against a permitted source or company production history.
EL-01455 | 26 | Conductors | Cable Installation | Install NM-B cable | Small | NM-B cable | LF | 0.025 | 0.025 | 0.031 | 0.038 | Electrician | Cable puller as required | All | Both | Layout and normal installation | Supervision; unusual access; premium time |  | Original estimating baseline; calibrate to company history |  |  | Yes | UNVERIFIED - MODEL BASELINE | Estim8r original model baseline | N/A | [7 empty] | NO | Do not use as an authoritative bid labor unit until verified against a permitted source or company production history.
EL-01456 | 26 | Conductors | Cable Installation | Install NM-B cable | Medium | NM-B cable | LF | 0.03375 | 0.03375 | 0.042 | 0.051 | Electrician | Cable puller as required | All | Both | Layout and normal installation | Supervision; unusual access; premium time |  | Original estimating baseline; calibrate to company history |  |  | Yes | UNVERIFIED - MODEL BASELINE | Estim8r original model baseline | N/A | [7 empty] | NO | Do not use as an authoritative bid labor unit until verified against a permitted source or company production history.
EL-01457 | 26 | Conductors | Cable Installation | Install NM-B cable | Large | NM-B cable | LF | 0.045 | 0.045 | 0.056 | 0.068 | Electrician | Cable puller as required | All | Both | Layout and normal installation | Supervision; unusual access; premium time |  | Original estimating baseline; calibrate to company history |  |  | Yes | UNVERIFIED - MODEL BASELINE | Estim8r original model baseline | N/A | [7 empty] | NO | Do not use as an authoritative bid labor unit until verified against a permitted source or company production history.
EL-01458 | 26 | Conductors | Cable Installation | Install MC cable | Small | MC cable | LF | 0.03 | 0.03 | 0.037 | 0.045 | Electrician | Cable puller as required | All | Both | Layout and normal installation | Supervision; unusual access; premium time |  | Original estimating baseline; calibrate to company history |  |  | Yes | UNVERIFIED - MODEL BASELINE | Estim8r original model baseline | N/A | [7 empty] | NO | Do not use as an authoritative bid labor unit until verified against a permitted source or company production history.
EL-01459 | 26 | Conductors | Cable Installation | Install MC cable | Medium | MC cable | LF | 0.0405 | 0.0405 | 0.051 | 0.061 | Electrician | Cable puller as required | All | Both | Layout and normal installation | Supervision; unusual access; premium time |  | Original estimating baseline; calibrate to company history |  |  | Yes | UNVERIFIED - MODEL BASELINE | Estim8r original model baseline | N/A | [7 empty] | NO | Do not use as an authoritative bid labor unit until verified against a permitted source or company production history.
EL-01460 | 26 | Conductors | Cable Installation | Install MC cable | Large | MC cable | LF | 0.054 | 0.054 | 0.068 | 0.081 | Electrician | Cable puller as required | All | Both | Layout and normal installation | Supervision; unusual access; premium time |  | Original estimating baseline; calibrate to company history |  |  | Yes | UNVERIFIED - MODEL BASELINE | Estim8r original model baseline | N/A | [7 empty] | NO | Do not use as an authoritative bid labor unit until verified against a permitted source or company production history.
EL-01461 | 26 | Conductors | Cable Installation | Install AC cable | Small | AC cable | LF | 0.032 | 0.032 | 0.04 | 0.048 | Electrician | Cable puller as required | All | Both | Layout and normal installation | Supervision; unusual access; premium time |  | Original estimating baseline; calibrate to company history |  |  | Yes | UNVERIFIED - MODEL BASELINE | Estim8r original model baseline | N/A | [7 empty] | NO | Do not use as an authoritative bid labor unit until verified against a permitted source or company production history.
EL-01462 | 26 | Conductors | Cable Installation | Install AC cable | Medium | AC cable | LF | 0.0432 | 0.0432 | 0.054 | 0.065 | Electrician | Cable puller as required | All | Both | Layout and normal installation | Supervision; unusual access; premium time |  | Original estimating baseline; calibrate to company history |  |  | Yes | UNVERIFIED - MODEL BASELINE | Estim8r original model baseline | N/A | [7 empty] | NO | Do not use as an authoritative bid labor unit until verified against a permitted source or company production history.
EL-01463 | 26 | Conductors | Cable Installation | Install AC cable | Large | AC cable | LF | 0.0576 | 0.0576 | 0.072 | 0.086 | Electrician | Cable puller as required | All | Both | Layout and normal installation | Supervision; unusual access; premium time |  | Original estimating baseline; calibrate to company history |  |  | Yes | UNVERIFIED - MODEL BASELINE | Estim8r original model baseline | N/A | [7 empty] | NO | Do not use as an authoritative bid labor unit until verified against a permitted source or company production history.
EL-01464 | 26 | Conductors | Cable Installation | Install SER cable | Small | SER cable | LF | 0.045 | 0.045 | 0.056 | 0.068 | Electrician | Cable puller as required | All | Both | Layout and normal installation | Supervision; unusual access; premium time |  | Original estimating baseline; calibrate to company history |  |  | Yes | UNVERIFIED - MODEL BASELINE | Estim8r original model baseline | N/A | [7 empty] | NO | Do not use as an authoritative bid labor unit until verified against a permitted source or company production history.
EL-01465 | 26 | Conductors | Cable Installation | Install SER cable | Medium | SER cable | LF | 0.06075 | 0.06075 | 0.076 | 0.091 | Electrician | Cable puller as required | All | Both | Layout and normal installation | Supervision; unusual access; premium time |  | Original estimating baseline; calibrate to company history |  |  | Yes | UNVERIFIED - MODEL BASELINE | Estim8r original model baseline | N/A | [7 empty] | NO | Do not use as an authoritative bid labor unit until verified against a permitted source or company production history.
EL-01466 | 26 | Conductors | Cable Installation | Install SER cable | Large | SER cable | LF | 0.081 | 0.081 | 0.101 | 0.121 | Electrician | Cable puller as required | All | Both | Layout and normal installation | Supervision; unusual access; premium time |  | Original estimating baseline; calibrate to company history |  |  | Yes | UNVERIFIED - MODEL BASELINE | Estim8r original model baseline | N/A | [7 empty] | NO | Do not use as an authoritative bid labor unit until verified against a permitted source or company production history.
EL-01467 | 26 | Conductors | Cable Installation | Install Tray cable | Small | Tray cable | LF | 0.025 | 0.025 | 0.031 | 0.038 | Electrician | Cable puller as required | All | Both | Layout and normal installation | Supervision; unusual access; premium time |  | Original estimating baseline; calibrate to company history |  |  | Yes | UNVERIFIED - MODEL BASELINE | Estim8r original model baseline | N/A | [7 empty] | NO | Do not use as an authoritative bid labor unit until verified against a permitted source or company production history.
EL-01468 | 26 | Conductors | Cable Installation | Install Tray cable | Medium | Tray cable | LF | 0.03375 | 0.03375 | 0.042 | 0.051 | Electrician | Cable puller as required | All | Both | Layout and normal installation | Supervision; unusual access; premium time |  | Original estimating baseline; calibrate to company history |  |  | Yes | UNVERIFIED - MODEL BASELINE | Estim8r original model baseline | N/A | [7 empty] | NO | Do not use as an authoritative bid labor unit until verified against a permitted source or company production history.
EL-01469 | 26 | Conductors | Cable Installation | Install Tray cable | Large | Tray cable | LF | 0.045 | 0.045 | 0.056 | 0.068 | Electrician | Cable puller as required | All | Both | Layout and normal installation | Supervision; unusual access; premium time |  | Original estimating baseline; calibrate to company history |  |  | Yes | UNVERIFIED - MODEL BASELINE | Estim8r original model baseline | N/A | [7 empty] | NO | Do not use as an authoritative bid labor unit until verified against a permitted source or company production history.
EL-01470 | 26 | Conductors | Cable Installation | Install VFD cable | Small | VFD cable | LF | 0.035 | 0.035 | 0.044 | 0.053 | Electrician | Cable puller as required | All | Both | Layout and normal installation | Supervision; unusual access; premium time |  | Original estimating baseline; calibrate to company history |  |  | Yes | UNVERIFIED - MODEL BASELINE | Estim8r original model baseline | N/A | [7 empty] | NO | Do not use as an authoritative bid labor unit until verified against a permitted source or company production history.
EL-01471 | 26 | Conductors | Cable Installation | Install VFD cable | Medium | VFD cable | LF | 0.04725 | 0.04725 | 0.059 | 0.071 | Electrician | Cable puller as required | All | Both | Layout and normal installation | Supervision; unusual access; premium time |  | Original estimating baseline; calibrate to company history |  |  | Yes | UNVERIFIED - MODEL BASELINE | Estim8r original model baseline | N/A | [7 empty] | NO | Do not use as an authoritative bid labor unit until verified against a permitted source or company production history.
EL-01472 | 26 | Conductors | Cable Installation | Install VFD cable | Large | VFD cable | LF | 0.063 | 0.063 | 0.079 | 0.095 | Electrician | Cable puller as required | All | Both | Layout and normal installation | Supervision; unusual access; premium time |  | Original estimating baseline; calibrate to company history |  |  | Yes | UNVERIFIED - MODEL BASELINE | Estim8r original model baseline | N/A | [7 empty] | NO | Do not use as an authoritative bid labor unit until verified against a permitted source or company production history.
EL-01473 | 26 | Conductors | Cable Installation | Install SOOW portable cord | Small | SOOW portable cord | LF | 0.022 | 0.022 | 0.027 | 0.033 | Electrician | Cable puller as required | All | Both | Layout and normal installation | Supervision; unusual access; premium time |  | Original estimating baseline; calibrate to company history |  |  | Yes | UNVERIFIED - MODEL BASELINE | Estim8r original model baseline | N/A | [7 empty] | NO | Do not use as an authoritative bid labor unit until verified against a permitted source or company production history.
EL-01474 | 26 | Conductors | Cable Installation | Install SOOW portable cord | Medium | SOOW portable cord | LF | 0.0297 | 0.0297 | 0.037 | 0.045 | Electrician | Cable puller as required | All | Both | Layout and normal installation | Supervision; unusual access; premium time |  | Original estimating baseline; calibrate to company history |  |  | Yes | UNVERIFIED - MODEL BASELINE | Estim8r original model baseline | N/A | [7 empty] | NO | Do not use as an authoritative bid labor unit until verified against a permitted source or company production history.
EL-01475 | 26 | Conductors | Cable Installation | Install SOOW portable cord | Large | SOOW portable cord | LF | 0.0396 | 0.0396 | 0.049 | 0.059 | Electrician | Cable puller as required | All | Both | Layout and normal installation | Supervision; unusual access; premium time |  | Original estimating baseline; calibrate to company history |  |  | Yes | UNVERIFIED - MODEL BASELINE | Estim8r original model baseline | N/A | [7 empty] | NO | Do not use as an authoritative bid labor unit until verified against a permitted source or company production history.
EL-01476 | 26 | Conductors | Cable Installation | Install MV cable 5-15kV | Small | MV cable 5-15kV | LF | 0.12 | 0.12 | 0.15 | 0.18 | Electrician | Cable puller as required | All | Both | Layout and normal installation | Supervision; unusual access; premium time |  | Original estimating baseline; calibrate to company history |  |  | Yes | UNVERIFIED - MODEL BASELINE | Estim8r original model baseline | N/A | [7 empty] | NO | Do not use as an authoritative bid labor unit until verified against a permitted source or company production history.
EL-01477 | 26 | Conductors | Cable Installation | Install MV cable 5-15kV | Medium | MV cable 5-15kV | LF | 0.162 | 0.162 | 0.203 | 0.243 | Electrician | Cable puller as required | All | Both | Layout and normal installation | Supervision; unusual access; premium time |  | Original estimating baseline; calibrate to company history |  |  | Yes | UNVERIFIED - MODEL BASELINE | Estim8r original model baseline | N/A | [7 empty] | NO | Do not use as an authoritative bid labor unit until verified against a permitted source or company production history.
EL-01478 | 26 | Conductors | Cable Installation | Install MV cable 5-15kV | Large | MV cable 5-15kV | LF | 0.216 | 0.216 | 0.27 | 0.324 | Electrician | Cable puller as required | All | Both | Layout and normal installation | Supervision; unusual access; premium time |  | Original estimating baseline; calibrate to company history |  |  | Yes | UNVERIFIED - MODEL BASELINE | Estim8r original model baseline | N/A | [7 empty] | NO | Do not use as an authoritative bid labor unit until verified against a permitted source or company production history.
EL-01479 | 26 | Conductors | Cable Installation | Install MV cable 25-35kV | Small | MV cable 25-35kV | LF | 0.18 | 0.18 | 0.225 | 0.27 | Electrician | Cable puller as required | All | Both | Layout and normal installation | Supervision; unusual access; premium time |  | Original estimating baseline; calibrate to company history |  |  | Yes | UNVERIFIED - MODEL BASELINE | Estim8r original model baseline | N/A | [7 empty] | NO | Do not use as an authoritative bid labor unit until verified against a permitted source or company production history.
EL-01480 | 26 | Conductors | Cable Installation | Install MV cable 25-35kV | Medium | MV cable 25-35kV | LF | 0.243 | 0.243 | 0.304 | 0.364 | Electrician | Cable puller as required | All | Both | Layout and normal installation | Supervision; unusual access; premium time |  | Original estimating baseline; calibrate to company history |  |  | Yes | UNVERIFIED - MODEL BASELINE | Estim8r original model baseline | N/A | [7 empty] | NO | Do not use as an authoritative bid labor unit until verified against a permitted source or company production history.
EL-01481 | 26 | Conductors | Cable Installation | Install MV cable 25-35kV | Large | MV cable 25-35kV | LF | 0.324 | 0.324 | 0.405 | 0.486 | Electrician | Cable puller as required | All | Both | Layout and normal installation | Supervision; unusual access; premium time |  | Original estimating baseline; calibrate to company history |  |  | Yes | UNVERIFIED - MODEL BASELINE | Estim8r original model baseline | N/A | [7 empty] | NO | Do not use as an authoritative bid labor unit until verified against a permitted source or company production history.
EL-01482 | 26 | Conductors | Cable Support/Test | Pull rope/string |  |  | EA | 0.006 | 0.006 | 0.007 | 0.009 | Electrician |  | All | Both | Layout and normal installation | Supervision; unusual access; premium time |  | Original estimating baseline; calibrate to company history |  |  | Yes | UNVERIFIED - MODEL BASELINE | Estim8r original model baseline | N/A | [7 empty] | NO | Do not use as an authoritative bid labor unit until verified against a permitted source or company production history.
EL-01483 | 26 | Conductors | Cable Support/Test | Cable lubricant/setup |  |  | EA | 0.25 | 0.25 | 0.312 | 0.375 | Electrician |  | All | Both | Layout and normal installation | Supervision; unusual access; premium time |  | Original estimating baseline; calibrate to company history |  |  | Yes | UNVERIFIED - MODEL BASELINE | Estim8r original model baseline | N/A | [7 empty] | NO | Do not use as an authoritative bid labor unit until verified against a permitted source or company production history.
EL-01484 | 26 | Conductors | Cable Support/Test | Pulling head setup |  |  | EA | 0.5 | 0.5 | 0.625 | 0.75 | Electrician |  | All | Both | Layout and normal installation | Supervision; unusual access; premium time |  | Original estimating baseline; calibrate to company history |  |  | Yes | UNVERIFIED - MODEL BASELINE | Estim8r original model baseline | N/A | [7 empty] | NO | Do not use as an authoritative bid labor unit until verified against a permitted source or company production history.
EL-01485 | 26 | Conductors | Cable Support/Test | Cable identification label |  |  | EA | 0.05 | 0.05 | 0.062 | 0.075 | Electrician |  | All | Both | Layout and normal installation | Supervision; unusual access; premium time |  | Original estimating baseline; calibrate to company history |  |  | Yes | UNVERIFIED - MODEL BASELINE | Estim8r original model baseline | N/A | [7 empty] | NO | Do not use as an authoritative bid labor unit until verified against a permitted source or company production history.
EL-01486 | 26 | Conductors | Cable Support/Test | Megger/insulation resistance test |  |  | EA | 0.35 | 0.35 | 0.438 | 0.525 | Electrician |  | All | Both | Layout and normal installation | Supervision; unusual access; premium time |  | Original estimating baseline; calibrate to company history |  |  | Yes | UNVERIFIED - MODEL BASELINE | Estim8r original model baseline | N/A | [7 empty] | NO | Do not use as an authoritative bid labor unit until verified against a permitted source or company production history.
EL-01487 | 26 | Conductors | Cable Support/Test | Phase/continuity test |  |  | EA | 0.2 | 0.2 | 0.25 | 0.3 | Electrician |  | All | Both | Layout and normal installation | Supervision; unusual access; premium time |  | Original estimating baseline; calibrate to company history |  |  | Yes | UNVERIFIED - MODEL BASELINE | Estim8r original model baseline | N/A | [7 empty] | NO | Do not use as an authoritative bid labor unit until verified against a permitted source or company production history.
EL-01488 | 26 | Boxes | Boxes & Enclosures | Install 4 in square box |  | 4 in square box | EA | 0.28 | 0.28 | 0.35 | 0.42 | Electrician |  | All | Both | Layout and normal installation | Supervision; unusual access; premium time |  | Original estimating baseline; calibrate to company history |  |  | Yes | UNVERIFIED - MODEL BASELINE | Estim8r original model baseline | N/A | [7 empty] | NO | Do not use as an authoritative bid labor unit until verified against a permitted source or company production history.
EL-01489 | 26 | Boxes | Boxes & Enclosures | Install 4-11/16 in square box |  | 4-11/16 in square box | EA | 0.32 | 0.32 | 0.4 | 0.48 | Electrician |  | All | Both | Layout and normal installation | Supervision; unusual access; premium time |  | Original estimating baseline; calibrate to company history |  |  | Yes | UNVERIFIED - MODEL BASELINE | Estim8r original model baseline | N/A | [7 empty] | NO | Do not use as an authoritative bid labor unit until verified against a permitted source or company production history.
EL-01490 | 26 | Boxes | Boxes & Enclosures | Install Device box metal |  | Device box metal | EA | 0.24 | 0.24 | 0.3 | 0.36 | Electrician |  | All | Both | Layout and normal installation | Supervision; unusual access; premium time |  | Original estimating baseline; calibrate to company history |  |  | Yes | UNVERIFIED - MODEL BASELINE | Estim8r original model baseline | N/A | [7 empty] | NO | Do not use as an authoritative bid labor unit until verified against a permitted source or company production history.
EL-01491 | 26 | Boxes | Boxes & Enclosures | Install PVC device box |  | PVC device box | EA | 0.2 | 0.2 | 0.25 | 0.3 | Electrician |  | All | Both | Layout and normal installation | Supervision; unusual access; premium time |  | Original estimating baseline; calibrate to company history |  |  | Yes | UNVERIFIED - MODEL BASELINE | Estim8r original model baseline | N/A | [7 empty] | NO | Do not use as an authoritative bid labor unit until verified against a permitted source or company production history.
EL-01492 | 26 | Boxes | Boxes & Enclosures | Install Masonry box |  | Masonry box | EA | 0.4 | 0.4 | 0.5 | 0.6 | Electrician |  | All | Both | Layout and normal installation | Supervision; unusual access; premium time |  | Original estimating baseline; calibrate to company history |  |  | Yes | UNVERIFIED - MODEL BASELINE | Estim8r original model baseline | N/A | [7 empty] | NO | Do not use as an authoritative bid labor unit until verified against a permitted source or company production history.
EL-01493 | 26 | Boxes | Boxes & Enclosures | Install Floor box |  | Floor box | EA | 1.4 | 1.4 | 1.75 | 2.1 | Electrician |  | All | Both | Layout and normal installation | Supervision; unusual access; premium time |  | Original estimating baseline; calibrate to company history |  |  | Yes | UNVERIFIED - MODEL BASELINE | Estim8r original model baseline | N/A | [7 empty] | NO | Do not use as an authoritative bid labor unit until verified against a permitted source or company production history.
EL-01494 | 26 | Boxes | Boxes & Enclosures | Install Weatherproof box |  | Weatherproof box | EA | 0.45 | 0.45 | 0.562 | 0.675 | Electrician |  | All | Both | Layout and normal installation | Supervision; unusual access; premium time |  | Original estimating baseline; calibrate to company history |  |  | Yes | UNVERIFIED - MODEL BASELINE | Estim8r original model baseline | N/A | [7 empty] | NO | Do not use as an authoritative bid labor unit until verified against a permitted source or company production history.
EL-01495 | 26 | Boxes | Boxes & Enclosures | Install Pull box small |  | Pull box small | EA | 0.65 | 0.65 | 0.812 | 0.975 | Electrician |  | All | Both | Layout and normal installation | Supervision; unusual access; premium time |  | Original estimating baseline; calibrate to company history |  |  | Yes | UNVERIFIED - MODEL BASELINE | Estim8r original model baseline | N/A | [7 empty] | NO | Do not use as an authoritative bid labor unit until verified against a permitted source or company production history.
EL-01496 | 26 | Boxes | Boxes & Enclosures | Install Pull box medium |  | Pull box medium | EA | 1.2 | 1.2 | 1.5 | 1.8 | Electrician |  | All | Both | Layout and normal installation | Supervision; unusual access; premium time |  | Original estimating baseline; calibrate to company history |  |  | Yes | UNVERIFIED - MODEL BASELINE | Estim8r original model baseline | N/A | [7 empty] | NO | Do not use as an authoritative bid labor unit until verified against a permitted source or company production history.
EL-01497 | 26 | Boxes | Boxes & Enclosures | Install Pull box large |  | Pull box large | EA | 2.5 | 2.5 | 3.125 | 3.75 | Electrician |  | All | Both | Layout and normal installation | Supervision; unusual access; premium time |  | Original estimating baseline; calibrate to company history |  |  | Yes | UNVERIFIED - MODEL BASELINE | Estim8r original model baseline | N/A | [7 empty] | NO | Do not use as an authoritative bid labor unit until verified against a permitted source or company production history.
EL-01498 | 26 | Boxes | Boxes & Enclosures | Install Junction box NEMA 1 |  | Junction box NEMA 1 | EA | 0.55 | 0.55 | 0.688 | 0.825 | Electrician |  | All | Both | Layout and normal installation | Supervision; unusual access; premium time |  | Original estimating baseline; calibrate to company history |  |  | Yes | UNVERIFIED - MODEL BASELINE | Estim8r original model baseline | N/A | [7 empty] | NO | Do not use as an authoritative bid labor unit until verified against a permitted source or company production history.
EL-01499 | 26 | Boxes | Boxes & Enclosures | Install Junction box NEMA 3R/4X |  | Junction box NEMA 3R/4X | EA | 0.8 | 0.8 | 1 | 1.2 | Electrician |  | All | Both | Layout and normal installation | Supervision; unusual access; premium time |  | Original estimating baseline; calibrate to company history |  |  | Yes | UNVERIFIED - MODEL BASELINE | Estim8r original model baseline | N/A | [7 empty] | NO | Do not use as an authoritative bid labor unit until verified against a permitted source or company production history.
EL-01500 | 26 | Devices | Wiring Devices | Install/terminate 15A receptacle |  | 15A receptacle | EA | 0.22 | 0.22 | 0.275 | 0.33 | Electrician |  | All | Both | Layout and normal installation | Supervision; unusual access; premium time |  | Original estimating baseline; calibrate to company history |  |  | Yes | UNVERIFIED - MODEL BASELINE | Estim8r original model baseline | N/A | [7 empty] | NO | Do not use as an authoritative bid labor unit until verified against a permitted source or company production history.
EL-01501 | 26 | Devices | Wiring Devices | Install/terminate 20A receptacle |  | 20A receptacle | EA | 0.24 | 0.24 | 0.3 | 0.36 | Electrician |  | All | Both | Layout and normal installation | Supervision; unusual access; premium time |  | Original estimating baseline; calibrate to company history |  |  | Yes | UNVERIFIED - MODEL BASELINE | Estim8r original model baseline | N/A | [7 empty] | NO | Do not use as an authoritative bid labor unit until verified against a permitted source or company production history.
EL-01502 | 26 | Devices | Wiring Devices | Install/terminate GFCI receptacle |  | GFCI receptacle | EA | 0.3 | 0.3 | 0.375 | 0.45 | Electrician |  | All | Both | Layout and normal installation | Supervision; unusual access; premium time |  | Original estimating baseline; calibrate to company history |  |  | Yes | UNVERIFIED - MODEL BASELINE | Estim8r original model baseline | N/A | [7 empty] | NO | Do not use as an authoritative bid labor unit until verified against a permitted source or company production history.
EL-01503 | 26 | Devices | Wiring Devices | Install/terminate AFCI/GFCI receptacle |  | AFCI/GFCI receptacle | EA | 0.32 | 0.32 | 0.4 | 0.48 | Electrician |  | All | Both | Layout and normal installation | Supervision; unusual access; premium time |  | Original estimating baseline; calibrate to company history |  |  | Yes | UNVERIFIED - MODEL BASELINE | Estim8r original model baseline | N/A | [7 empty] | NO | Do not use as an authoritative bid labor unit until verified against a permitted source or company production history.
EL-01504 | 26 | Devices | Wiring Devices | Install/terminate USB receptacle |  | USB receptacle | EA | 0.28 | 0.28 | 0.35 | 0.42 | Electrician |  | All | Both | Layout and normal installation | Supervision; unusual access; premium time |  | Original estimating baseline; calibrate to company history |  |  | Yes | UNVERIFIED - MODEL BASELINE | Estim8r original model baseline | N/A | [7 empty] | NO | Do not use as an authoritative bid labor unit until verified against a permitted source or company production history.
EL-01505 | 26 | Devices | Wiring Devices | Install/terminate Weather-resistant receptacle |  | Weather-resistant receptacle | EA | 0.3 | 0.3 | 0.375 | 0.45 | Electrician |  | All | Both | Layout and normal installation | Supervision; unusual access; premium time |  | Original estimating baseline; calibrate to company history |  |  | Yes | UNVERIFIED - MODEL BASELINE | Estim8r original model baseline | N/A | [7 empty] | NO | Do not use as an authoritative bid labor unit until verified against a permitted source or company production history.
EL-01506 | 26 | Devices | Wiring Devices | Install/terminate Twist-lock receptacle |  | Twist-lock receptacle | EA | 0.38 | 0.38 | 0.475 | 0.57 | Electrician |  | All | Both | Layout and normal installation | Supervision; unusual access; premium time |  | Original estimating baseline; calibrate to company history |  |  | Yes | UNVERIFIED - MODEL BASELINE | Estim8r original model baseline | N/A | [7 empty] | NO | Do not use as an authoritative bid labor unit until verified against a permitted source or company production history.
EL-01507 | 26 | Devices | Wiring Devices | Install/terminate Range receptacle |  | Range receptacle | EA | 0.5 | 0.5 | 0.625 | 0.75 | Electrician |  | All | Both | Layout and normal installation | Supervision; unusual access; premium time |  | Original estimating baseline; calibrate to company history |  |  | Yes | UNVERIFIED - MODEL BASELINE | Estim8r original model baseline | N/A | [7 empty] | NO | Do not use as an authoritative bid labor unit until verified against a permitted source or company production history.
EL-01508 | 26 | Devices | Wiring Devices | Install/terminate Dryer receptacle |  | Dryer receptacle | EA | 0.45 | 0.45 | 0.562 | 0.675 | Electrician |  | All | Both | Layout and normal installation | Supervision; unusual access; premium time |  | Original estimating baseline; calibrate to company history |  |  | Yes | UNVERIFIED - MODEL BASELINE | Estim8r original model baseline | N/A | [7 empty] | NO | Do not use as an authoritative bid labor unit until verified against a permitted source or company production history.
EL-01509 | 26 | Devices | Wiring Devices | Install/terminate Single-pole switch |  | Single-pole switch | EA | 0.2 | 0.2 | 0.25 | 0.3 | Electrician |  | All | Both | Layout and normal installation | Supervision; unusual access; premium time |  | Original estimating baseline; calibrate to company history |  |  | Yes | UNVERIFIED - MODEL BASELINE | Estim8r original model baseline | N/A | [7 empty] | NO | Do not use as an authoritative bid labor unit until verified against a permitted source or company production history.
EL-01510 | 26 | Devices | Wiring Devices | Install/terminate 3-way switch |  | 3-way switch | EA | 0.24 | 0.24 | 0.3 | 0.36 | Electrician |  | All | Both | Layout and normal installation | Supervision; unusual access; premium time |  | Original estimating baseline; calibrate to company history |  |  | Yes | UNVERIFIED - MODEL BASELINE | Estim8r original model baseline | N/A | [7 empty] | NO | Do not use as an authoritative bid labor unit until verified against a permitted source or company production history.
EL-01511 | 26 | Devices | Wiring Devices | Install/terminate 4-way switch |  | 4-way switch | EA | 0.27 | 0.27 | 0.338 | 0.405 | Electrician |  | All | Both | Layout and normal installation | Supervision; unusual access; premium time |  | Original estimating baseline; calibrate to company history |  |  | Yes | UNVERIFIED - MODEL BASELINE | Estim8r original model baseline | N/A | [7 empty] | NO | Do not use as an authoritative bid labor unit until verified against a permitted source or company production history.
EL-01512 | 26 | Devices | Wiring Devices | Install/terminate Dimmer |  | Dimmer | EA | 0.32 | 0.32 | 0.4 | 0.48 | Electrician |  | All | Both | Layout and normal installation | Supervision; unusual access; premium time |  | Original estimating baseline; calibrate to company history |  |  | Yes | UNVERIFIED - MODEL BASELINE | Estim8r original model baseline | N/A | [7 empty] | NO | Do not use as an authoritative bid labor unit until verified against a permitted source or company production history.
EL-01513 | 26 | Devices | Wiring Devices | Install/terminate Occupancy sensor switch |  | Occupancy sensor switch | EA | 0.4 | 0.4 | 0.5 | 0.6 | Electrician |  | All | Both | Layout and normal installation | Supervision; unusual access; premium time |  | Original estimating baseline; calibrate to company history |  |  | Yes | UNVERIFIED - MODEL BASELINE | Estim8r original model baseline | N/A | [7 empty] | NO | Do not use as an authoritative bid labor unit until verified against a permitted source or company production history.
EL-01514 | 26 | Devices | Wiring Devices | Install/terminate Timer switch |  | Timer switch | EA | 0.35 | 0.35 | 0.438 | 0.525 | Electrician |  | All | Both | Layout and normal installation | Supervision; unusual access; premium time |  | Original estimating baseline; calibrate to company history |  |  | Yes | UNVERIFIED - MODEL BASELINE | Estim8r original model baseline | N/A | [7 empty] | NO | Do not use as an authoritative bid labor unit until verified against a permitted source or company production history.
EL-01515 | 26 | Devices | Wiring Devices | Install/terminate Device cover plate |  | Device cover plate | EA | 0.07 | 0.07 | 0.088 | 0.105 | Electrician |  | All | Both | Layout and normal installation | Supervision; unusual access; premium time |  | Original estimating baseline; calibrate to company history |  |  | Yes | UNVERIFIED - MODEL BASELINE | Estim8r original model baseline | N/A | [7 empty] | NO | Do not use as an authoritative bid labor unit until verified against a permitted source or company production history.
EL-01516 | 26 | Devices | Wiring Devices | Install/terminate In-use weatherproof cover |  | In-use weatherproof cover | EA | 0.18 | 0.18 | 0.225 | 0.27 | Electrician |  | All | Both | Layout and normal installation | Supervision; unusual access; premium time |  | Original estimating baseline; calibrate to company history |  |  | Yes | UNVERIFIED - MODEL BASELINE | Estim8r original model baseline | N/A | [7 empty] | NO | Do not use as an authoritative bid labor unit until verified against a permitted source or company production history.
EL-01517 | 26 | Lighting | Fixtures & Controls | Install LED troffer 2x4 |  | LED troffer 2x4 | EA | 0.75 | 0.75 | 0.938 | 1.125 | Electrician | Lift as required | All | Both | Layout and normal installation | Supervision; unusual access; premium time |  | Original estimating baseline; calibrate to company history |  |  | Yes | UNVERIFIED - MODEL BASELINE | Estim8r original model baseline | N/A | [7 empty] | NO | Do not use as an authoritative bid labor unit until verified against a permitted source or company production history.
EL-01518 | 26 | Lighting | Fixtures & Controls | Install LED troffer 2x2 |  | LED troffer 2x2 | EA | 0.65 | 0.65 | 0.812 | 0.975 | Electrician | Lift as required | All | Both | Layout and normal installation | Supervision; unusual access; premium time |  | Original estimating baseline; calibrate to company history |  |  | Yes | UNVERIFIED - MODEL BASELINE | Estim8r original model baseline | N/A | [7 empty] | NO | Do not use as an authoritative bid labor unit until verified against a permitted source or company production history.
EL-01519 | 26 | Lighting | Fixtures & Controls | Install Linear strip light |  | Linear strip light | EA | 0.65 | 0.65 | 0.812 | 0.975 | Electrician | Lift as required | All | Both | Layout and normal installation | Supervision; unusual access; premium time |  | Original estimating baseline; calibrate to company history |  |  | Yes | UNVERIFIED - MODEL BASELINE | Estim8r original model baseline | N/A | [7 empty] | NO | Do not use as an authoritative bid labor unit until verified against a permitted source or company production history.
EL-01520 | 26 | Lighting | Fixtures & Controls | Install High bay LED |  | High bay LED | EA | 1.1 | 1.1 | 1.375 | 1.65 | Electrician | Lift as required | All | Both | Layout and normal installation | Supervision; unusual access; premium time |  | Original estimating baseline; calibrate to company history |  |  | Yes | UNVERIFIED - MODEL BASELINE | Estim8r original model baseline | N/A | [7 empty] | NO | Do not use as an authoritative bid labor unit until verified against a permitted source or company production history.
EL-01521 | 26 | Lighting | Fixtures & Controls | Install Low bay LED |  | Low bay LED | EA | 0.9 | 0.9 | 1.125 | 1.35 | Electrician | Lift as required | All | Both | Layout and normal installation | Supervision; unusual access; premium time |  | Original estimating baseline; calibrate to company history |  |  | Yes | UNVERIFIED - MODEL BASELINE | Estim8r original model baseline | N/A | [7 empty] | NO | Do not use as an authoritative bid labor unit until verified against a permitted source or company production history.
EL-01522 | 26 | Lighting | Fixtures & Controls | Install Recessed downlight |  | Recessed downlight | EA | 0.55 | 0.55 | 0.688 | 0.825 | Electrician | Lift as required | All | Both | Layout and normal installation | Supervision; unusual access; premium time |  | Original estimating baseline; calibrate to company history |  |  | Yes | UNVERIFIED - MODEL BASELINE | Estim8r original model baseline | N/A | [7 empty] | NO | Do not use as an authoritative bid labor unit until verified against a permitted source or company production history.
EL-01523 | 26 | Lighting | Fixtures & Controls | Install Surface fixture |  | Surface fixture | EA | 0.5 | 0.5 | 0.625 | 0.75 | Electrician | Lift as required | All | Both | Layout and normal installation | Supervision; unusual access; premium time |  | Original estimating baseline; calibrate to company history |  |  | Yes | UNVERIFIED - MODEL BASELINE | Estim8r original model baseline | N/A | [7 empty] | NO | Do not use as an authoritative bid labor unit until verified against a permitted source or company production history.
EL-01524 | 26 | Lighting | Fixtures & Controls | Install Pendant fixture |  | Pendant fixture | EA | 0.8 | 0.8 | 1 | 1.2 | Electrician | Lift as required | All | Both | Layout and normal installation | Supervision; unusual access; premium time |  | Original estimating baseline; calibrate to company history |  |  | Yes | UNVERIFIED - MODEL BASELINE | Estim8r original model baseline | N/A | [7 empty] | NO | Do not use as an authoritative bid labor unit until verified against a permitted source or company production history.
EL-01525 | 26 | Lighting | Fixtures & Controls | Install Decorative chandelier |  | Decorative chandelier | EA | 2.5 | 2.5 | 3.125 | 3.75 | Electrician | Lift as required | All | Both | Layout and normal installation | Supervision; unusual access; premium time |  | Original estimating baseline; calibrate to company history |  |  | Yes | UNVERIFIED - MODEL BASELINE | Estim8r original model baseline | N/A | [7 empty] | NO | Do not use as an authoritative bid labor unit until verified against a permitted source or company production history.
EL-01526 | 26 | Lighting | Fixtures & Controls | Install Wall pack |  | Wall pack | EA | 0.75 | 0.75 | 0.938 | 1.125 | Electrician | Lift as required | All | Both | Layout and normal installation | Supervision; unusual access; premium time |  | Original estimating baseline; calibrate to company history |  |  | Yes | UNVERIFIED - MODEL BASELINE | Estim8r original model baseline | N/A | [7 empty] | NO | Do not use as an authoritative bid labor unit until verified against a permitted source or company production history.
EL-01527 | 26 | Lighting | Fixtures & Controls | Install Flood light |  | Flood light | EA | 0.65 | 0.65 | 0.812 | 0.975 | Electrician | Lift as required | All | Both | Layout and normal installation | Supervision; unusual access; premium time |  | Original estimating baseline; calibrate to company history |  |  | Yes | UNVERIFIED - MODEL BASELINE | Estim8r original model baseline | N/A | [7 empty] | NO | Do not use as an authoritative bid labor unit until verified against a permitted source or company production history.
EL-01528 | 26 | Lighting | Fixtures & Controls | Install Emergency light |  | Emergency light | EA | 0.55 | 0.55 | 0.688 | 0.825 | Electrician | Lift as required | All | Both | Layout and normal installation | Supervision; unusual access; premium time |  | Original estimating baseline; calibrate to company history |  |  | Yes | UNVERIFIED - MODEL BASELINE | Estim8r original model baseline | N/A | [7 empty] | NO | Do not use as an authoritative bid labor unit until verified against a permitted source or company production history.
EL-01529 | 26 | Lighting | Fixtures & Controls | Install Exit sign |  | Exit sign | EA | 0.55 | 0.55 | 0.688 | 0.825 | Electrician | Lift as required | All | Both | Layout and normal installation | Supervision; unusual access; premium time |  | Original estimating baseline; calibrate to company history |  |  | Yes | UNVERIFIED - MODEL BASELINE | Estim8r original model baseline | N/A | [7 empty] | NO | Do not use as an authoritative bid labor unit until verified against a permitted source or company production history.
EL-01530 | 26 | Lighting | Fixtures & Controls | Install Under-cabinet light |  | Under-cabinet light | EA | 0.45 | 0.45 | 0.562 | 0.675 | Electrician | Lift as required | All | Both | Layout and normal installation | Supervision; unusual access; premium time |  | Original estimating baseline; calibrate to company history |  |  | Yes | UNVERIFIED - MODEL BASELINE | Estim8r original model baseline | N/A | [7 empty] | NO | Do not use as an authoritative bid labor unit until verified against a permitted source or company production history.
EL-01531 | 26 | Lighting | Fixtures & Controls | Install Track lighting |  | Track lighting | LF | 0.08 | 0.08 | 0.1 | 0.12 | Electrician | Lift as required | All | Both | Layout and normal installation | Supervision; unusual access; premium time |  | Original estimating baseline; calibrate to company history |  |  | Yes | UNVERIFIED - MODEL BASELINE | Estim8r original model baseline | N/A | [7 empty] | NO | Do not use as an authoritative bid labor unit until verified against a permitted source or company production history.
EL-01532 | 26 | Lighting | Fixtures & Controls | Install Lighting contactor |  | Lighting contactor | EA | 1.5 | 1.5 | 1.875 | 2.25 | Electrician | Lift as required | All | Both | Layout and normal installation | Supervision; unusual access; premium time |  | Original estimating baseline; calibrate to company history |  |  | Yes | UNVERIFIED - MODEL BASELINE | Estim8r original model baseline | N/A | [7 empty] | NO | Do not use as an authoritative bid labor unit until verified against a permitted source or company production history.
EL-01533 | 26 | Lighting | Fixtures & Controls | Install Lighting control panel |  | Lighting control panel | EA | 4 | 4 | 5 | 6 | Electrician | Lift as required | All | Both | Layout and normal installation | Supervision; unusual access; premium time |  | Original estimating baseline; calibrate to company history |  |  | Yes | UNVERIFIED - MODEL BASELINE | Estim8r original model baseline | N/A | [7 empty] | NO | Do not use as an authoritative bid labor unit until verified against a permitted source or company production history.
EL-01534 | 26 | Lighting | Fixtures & Controls | Install Daylight sensor |  | Daylight sensor | EA | 0.55 | 0.55 | 0.688 | 0.825 | Electrician | Lift as required | All | Both | Layout and normal installation | Supervision; unusual access; premium time |  | Original estimating baseline; calibrate to company history |  |  | Yes | UNVERIFIED - MODEL BASELINE | Estim8r original model baseline | N/A | [7 empty] | NO | Do not use as an authoritative bid labor unit until verified against a permitted source or company production history.
EL-01535 | 26 | Lighting | Fixtures & Controls | Install Ceiling occupancy sensor |  | Ceiling occupancy sensor | EA | 0.55 | 0.55 | 0.688 | 0.825 | Electrician | Lift as required | All | Both | Layout and normal installation | Supervision; unusual access; premium time |  | Original estimating baseline; calibrate to company history |  |  | Yes | UNVERIFIED - MODEL BASELINE | Estim8r original model baseline | N/A | [7 empty] | NO | Do not use as an authoritative bid labor unit until verified against a permitted source or company production history.
EL-01536 | 26 | Equipment Connections | Mechanical/Appliances | Install/connect Ceiling fan |  | Ceiling fan | EA | 1.2 | 1.2 | 1.5 | 1.8 | Electrician |  | All | Both | Layout and normal installation | Supervision; unusual access; premium time |  | Original estimating baseline; calibrate to company history |  |  | Yes | UNVERIFIED - MODEL BASELINE | Estim8r original model baseline | N/A | [7 empty] | NO | Do not use as an authoritative bid labor unit until verified against a permitted source or company production history.
EL-01537 | 26 | Equipment Connections | Mechanical/Appliances | Install/connect Exhaust fan |  | Exhaust fan | EA | 1 | 1 | 1.25 | 1.5 | Electrician |  | All | Both | Layout and normal installation | Supervision; unusual access; premium time |  | Original estimating baseline; calibrate to company history |  |  | Yes | UNVERIFIED - MODEL BASELINE | Estim8r original model baseline | N/A | [7 empty] | NO | Do not use as an authoritative bid labor unit until verified against a permitted source or company production history.
EL-01538 | 26 | Equipment Connections | Mechanical/Appliances | Install/connect HVAC disconnect |  | HVAC disconnect | EA | 0.65 | 0.65 | 0.812 | 0.975 | Electrician |  | All | Both | Layout and normal installation | Supervision; unusual access; premium time |  | Original estimating baseline; calibrate to company history |  |  | Yes | UNVERIFIED - MODEL BASELINE | Estim8r original model baseline | N/A | [7 empty] | NO | Do not use as an authoritative bid labor unit until verified against a permitted source or company production history.
EL-01539 | 26 | Equipment Connections | Mechanical/Appliances | Install/connect Unit heater connection |  | Unit heater connection | EA | 0.8 | 0.8 | 1 | 1.2 | Electrician |  | All | Both | Layout and normal installation | Supervision; unusual access; premium time |  | Original estimating baseline; calibrate to company history |  |  | Yes | UNVERIFIED - MODEL BASELINE | Estim8r original model baseline | N/A | [7 empty] | NO | Do not use as an authoritative bid labor unit until verified against a permitted source or company production history.
EL-01540 | 26 | Equipment Connections | Mechanical/Appliances | Install/connect Baseboard heater |  | Baseboard heater | EA | 0.65 | 0.65 | 0.812 | 0.975 | Electrician |  | All | Both | Layout and normal installation | Supervision; unusual access; premium time |  | Original estimating baseline; calibrate to company history |  |  | Yes | UNVERIFIED - MODEL BASELINE | Estim8r original model baseline | N/A | [7 empty] | NO | Do not use as an authoritative bid labor unit until verified against a permitted source or company production history.
EL-01541 | 26 | Equipment Connections | Mechanical/Appliances | Install/connect Electric duct heater connection |  | Electric duct heater connection | EA | 1 | 1 | 1.25 | 1.5 | Electrician |  | All | Both | Layout and normal installation | Supervision; unusual access; premium time |  | Original estimating baseline; calibrate to company history |  |  | Yes | UNVERIFIED - MODEL BASELINE | Estim8r original model baseline | N/A | [7 empty] | NO | Do not use as an authoritative bid labor unit until verified against a permitted source or company production history.
EL-01542 | 26 | Equipment Connections | Mechanical/Appliances | Install/connect Water heater connection |  | Water heater connection | EA | 0.75 | 0.75 | 0.938 | 1.125 | Electrician |  | All | Both | Layout and normal installation | Supervision; unusual access; premium time |  | Original estimating baseline; calibrate to company history |  |  | Yes | UNVERIFIED - MODEL BASELINE | Estim8r original model baseline | N/A | [7 empty] | NO | Do not use as an authoritative bid labor unit until verified against a permitted source or company production history.
EL-01543 | 26 | Equipment Connections | Mechanical/Appliances | Install/connect Heat trace circuit |  | Heat trace circuit | LF | 0.04 | 0.04 | 0.05 | 0.06 | Electrician |  | All | Both | Layout and normal installation | Supervision; unusual access; premium time |  | Original estimating baseline; calibrate to company history |  |  | Yes | UNVERIFIED - MODEL BASELINE | Estim8r original model baseline | N/A | [7 empty] | NO | Do not use as an authoritative bid labor unit until verified against a permitted source or company production history.
EL-01544 | 26 | Equipment Connections | Mechanical/Appliances | Install/connect Hand dryer |  | Hand dryer | EA | 0.65 | 0.65 | 0.812 | 0.975 | Electrician |  | All | Both | Layout and normal installation | Supervision; unusual access; premium time |  | Original estimating baseline; calibrate to company history |  |  | Yes | UNVERIFIED - MODEL BASELINE | Estim8r original model baseline | N/A | [7 empty] | NO | Do not use as an authoritative bid labor unit until verified against a permitted source or company production history.
EL-01545 | 26 | Equipment Connections | Mechanical/Appliances | Install/connect Electric range connection |  | Electric range connection | EA | 0.6 | 0.6 | 0.75 | 0.9 | Electrician |  | All | Both | Layout and normal installation | Supervision; unusual access; premium time |  | Original estimating baseline; calibrate to company history |  |  | Yes | UNVERIFIED - MODEL BASELINE | Estim8r original model baseline | N/A | [7 empty] | NO | Do not use as an authoritative bid labor unit until verified against a permitted source or company production history.
EL-01546 | 26 | Equipment Connections | Mechanical/Appliances | Install/connect Dryer connection |  | Dryer connection | EA | 0.5 | 0.5 | 0.625 | 0.75 | Electrician |  | All | Both | Layout and normal installation | Supervision; unusual access; premium time |  | Original estimating baseline; calibrate to company history |  |  | Yes | UNVERIFIED - MODEL BASELINE | Estim8r original model baseline | N/A | [7 empty] | NO | Do not use as an authoritative bid labor unit until verified against a permitted source or company production history.
EL-01547 | 26 | Equipment Connections | Mechanical/Appliances | Install/connect HVAC equipment connection |  | HVAC equipment connection | EA | 0.8 | 0.8 | 1 | 1.2 | Electrician |  | All | Both | Layout and normal installation | Supervision; unusual access; premium time |  | Original estimating baseline; calibrate to company history |  |  | Yes | UNVERIFIED - MODEL BASELINE | Estim8r original model baseline | N/A | [7 empty] | NO | Do not use as an authoritative bid labor unit until verified against a permitted source or company production history.
EL-01548 | 26 | Distribution | Panelboards | Install panelboard | 60 A | Panelboard | EA | 2 | 2 | 2.5 | 3 | Electrician crew | Material handling/lift | All | Both | Layout and normal installation | Supervision; unusual access; premium time |  | Original estimating baseline; calibrate to company history |  |  | Yes | UNVERIFIED - MODEL BASELINE | Estim8r original model baseline | N/A | [7 empty] | NO | Do not use as an authoritative bid labor unit until verified against a permitted source or company production history.
EL-01549 | 26 | Distribution | Subpanels | Install subpanel | 60 A | Panelboard | EA | 1.8 | 1.8 | 2.25 | 2.7 | Electrician crew |  | All | Both | Layout and normal installation | Supervision; unusual access; premium time |  | Original estimating baseline; calibrate to company history |  |  | Yes | UNVERIFIED - MODEL BASELINE | Estim8r original model baseline | N/A | [7 empty] | NO | Do not use as an authoritative bid labor unit until verified against a permitted source or company production history.
EL-01550 | 26 | Distribution | Panelboards | Install panelboard | 100 A | Panelboard | EA | 2.5 | 2.5 | 3.125 | 3.75 | Electrician crew | Material handling/lift | All | Both | Layout and normal installation | Supervision; unusual access; premium time |  | Original estimating baseline; calibrate to company history |  |  | Yes | UNVERIFIED - MODEL BASELINE | Estim8r original model baseline | N/A | [7 empty] | NO | Do not use as an authoritative bid labor unit until verified against a permitted source or company production history.
EL-01551 | 26 | Distribution | Subpanels | Install subpanel | 100 A | Panelboard | EA | 2.25 | 2.25 | 2.812 | 3.375 | Electrician crew |  | All | Both | Layout and normal installation | Supervision; unusual access; premium time |  | Original estimating baseline; calibrate to company history |  |  | Yes | UNVERIFIED - MODEL BASELINE | Estim8r original model baseline | N/A | [7 empty] | NO | Do not use as an authoritative bid labor unit until verified against a permitted source or company production history.
EL-01552 | 26 | Distribution | Panelboards | Install panelboard | 125 A | Panelboard | EA | 3 | 3 | 3.75 | 4.5 | Electrician crew | Material handling/lift | All | Both | Layout and normal installation | Supervision; unusual access; premium time |  | Original estimating baseline; calibrate to company history |  |  | Yes | UNVERIFIED - MODEL BASELINE | Estim8r original model baseline | N/A | [7 empty] | NO | Do not use as an authoritative bid labor unit until verified against a permitted source or company production history.
EL-01553 | 26 | Distribution | Subpanels | Install subpanel | 125 A | Panelboard | EA | 2.7 | 2.7 | 3.375 | 4.05 | Electrician crew |  | All | Both | Layout and normal installation | Supervision; unusual access; premium time |  | Original estimating baseline; calibrate to company history |  |  | Yes | UNVERIFIED - MODEL BASELINE | Estim8r original model baseline | N/A | [7 empty] | NO | Do not use as an authoritative bid labor unit until verified against a permitted source or company production history.
EL-01554 | 26 | Distribution | Panelboards | Install panelboard | 200 A | Panelboard | EA | 4 | 4 | 5 | 6 | Electrician crew | Material handling/lift | All | Both | Layout and normal installation | Supervision; unusual access; premium time |  | Original estimating baseline; calibrate to company history |  |  | Yes | UNVERIFIED - MODEL BASELINE | Estim8r original model baseline | N/A | [7 empty] | NO | Do not use as an authoritative bid labor unit until verified against a permitted source or company production history.
EL-01555 | 26 | Distribution | Subpanels | Install subpanel | 200 A | Panelboard | EA | 3.6 | 3.6 | 4.5 | 5.4 | Electrician crew |  | All | Both | Layout and normal installation | Supervision; unusual access; premium time |  | Original estimating baseline; calibrate to company history |  |  | Yes | UNVERIFIED - MODEL BASELINE | Estim8r original model baseline | N/A | [7 empty] | NO | Do not use as an authoritative bid labor unit until verified against a permitted source or company production history.
EL-01556 | 26 | Distribution | Panelboards | Install panelboard | 225 A | Panelboard | EA | 4.5 | 4.5 | 5.625 | 6.75 | Electrician crew | Material handling/lift | All | Both | Layout and normal installation | Supervision; unusual access; premium time |  | Original estimating baseline; calibrate to company history |  |  | Yes | UNVERIFIED - MODEL BASELINE | Estim8r original model baseline | N/A | [7 empty] | NO | Do not use as an authoritative bid labor unit until verified against a permitted source or company production history.
EL-01557 | 26 | Distribution | Subpanels | Install subpanel | 225 A | Panelboard | EA | 4.05 | 4.05 | 5.062 | 6.075 | Electrician crew |  | All | Both | Layout and normal installation | Supervision; unusual access; premium time |  | Original estimating baseline; calibrate to company history |  |  | Yes | UNVERIFIED - MODEL BASELINE | Estim8r original model baseline | N/A | [7 empty] | NO | Do not use as an authoritative bid labor unit until verified against a permitted source or company production history.
EL-01558 | 26 | Distribution | Panelboards | Install panelboard | 400 A | Panelboard | EA | 7 | 7 | 8.75 | 10.5 | Electrician crew | Material handling/lift | All | Both | Layout and normal installation | Supervision; unusual access; premium time |  | Original estimating baseline; calibrate to company history |  |  | Yes | UNVERIFIED - MODEL BASELINE | Estim8r original model baseline | N/A | [7 empty] | NO | Do not use as an authoritative bid labor unit until verified against a permitted source or company production history.
EL-01559 | 26 | Distribution | Subpanels | Install subpanel | 400 A | Panelboard | EA | 6.3 | 6.3 | 7.875 | 9.45 | Electrician crew |  | All | Both | Layout and normal installation | Supervision; unusual access; premium time |  | Original estimating baseline; calibrate to company history |  |  | Yes | UNVERIFIED - MODEL BASELINE | Estim8r original model baseline | N/A | [7 empty] | NO | Do not use as an authoritative bid labor unit until verified against a permitted source or company production history.
EL-01560 | 26 | Distribution | Panelboards | Install panelboard | 600 A | Panelboard | EA | 9 | 9 | 11.25 | 13.5 | Electrician crew | Material handling/lift | All | Both | Layout and normal installation | Supervision; unusual access; premium time |  | Original estimating baseline; calibrate to company history |  |  | Yes | UNVERIFIED - MODEL BASELINE | Estim8r original model baseline | N/A | [7 empty] | NO | Do not use as an authoritative bid labor unit until verified against a permitted source or company production history.
EL-01561 | 26 | Distribution | Subpanels | Install subpanel | 600 A | Panelboard | EA | 8.1 | 8.1 | 10.125 | 12.15 | Electrician crew |  | All | Both | Layout and normal installation | Supervision; unusual access; premium time |  | Original estimating baseline; calibrate to company history |  |  | Yes | UNVERIFIED - MODEL BASELINE | Estim8r original model baseline | N/A | [7 empty] | NO | Do not use as an authoritative bid labor unit until verified against a permitted source or company production history.
EL-01562 | 26 | Distribution | Panelboards | Install panelboard | 800 A | Panelboard | EA | 12 | 12 | 15 | 18 | Electrician crew | Material handling/lift | All | Both | Layout and normal installation | Supervision; unusual access; premium time |  | Original estimating baseline; calibrate to company history |  |  | Yes | UNVERIFIED - MODEL BASELINE | Estim8r original model baseline | N/A | [7 empty] | NO | Do not use as an authoritative bid labor unit until verified against a permitted source or company production history.
EL-01563 | 26 | Distribution | Subpanels | Install subpanel | 800 A | Panelboard | EA | 10.8 | 10.8 | 13.5 | 16.2 | Electrician crew |  | All | Both | Layout and normal installation | Supervision; unusual access; premium time |  | Original estimating baseline; calibrate to company history |  |  | Yes | UNVERIFIED - MODEL BASELINE | Estim8r original model baseline | N/A | [7 empty] | NO | Do not use as an authoritative bid labor unit until verified against a permitted source or company production history.
EL-01564 | 26 | Distribution | Panelboards | Install panelboard | 1200 A | Panelboard | EA | 18 | 18 | 22.5 | 27 | Electrician crew | Material handling/lift | All | Both | Layout and normal installation | Supervision; unusual access; premium time |  | Original estimating baseline; calibrate to company history |  |  | Yes | UNVERIFIED - MODEL BASELINE | Estim8r original model baseline | N/A | [7 empty] | NO | Do not use as an authoritative bid labor unit until verified against a permitted source or company production history.
EL-01565 | 26 | Distribution | Subpanels | Install subpanel | 1200 A | Panelboard | EA | 16.2 | 16.2 | 20.25 | 24.3 | Electrician crew |  | All | Both | Layout and normal installation | Supervision; unusual access; premium time |  | Original estimating baseline; calibrate to company history |  |  | Yes | UNVERIFIED - MODEL BASELINE | Estim8r original model baseline | N/A | [7 empty] | NO | Do not use as an authoritative bid labor unit until verified against a permitted source or company production history.
EL-01566 | 26 | Distribution | Panelboards | Install panelboard | 1600 A | Panelboard | EA | 24 | 24 | 30 | 36 | Electrician crew | Material handling/lift | All | Both | Layout and normal installation | Supervision; unusual access; premium time |  | Original estimating baseline; calibrate to company history |  |  | Yes | UNVERIFIED - MODEL BASELINE | Estim8r original model baseline | N/A | [7 empty] | NO | Do not use as an authoritative bid labor unit until verified against a permitted source or company production history.
EL-01567 | 26 | Distribution | Subpanels | Install subpanel | 1600 A | Panelboard | EA | 21.6 | 21.6 | 27 | 32.4 | Electrician crew |  | All | Both | Layout and normal installation | Supervision; unusual access; premium time |  | Original estimating baseline; calibrate to company history |  |  | Yes | UNVERIFIED - MODEL BASELINE | Estim8r original model baseline | N/A | [7 empty] | NO | Do not use as an authoritative bid labor unit until verified against a permitted source or company production history.
EL-01568 | 26 | Distribution | Panelboards | Install panelboard | 2000 A | Panelboard | EA | 30 | 30 | 37.5 | 45 | Electrician crew | Material handling/lift | All | Both | Layout and normal installation | Supervision; unusual access; premium time |  | Original estimating baseline; calibrate to company history |  |  | Yes | UNVERIFIED - MODEL BASELINE | Estim8r original model baseline | N/A | [7 empty] | NO | Do not use as an authoritative bid labor unit until verified against a permitted source or company production history.
EL-01569 | 26 | Distribution | Subpanels | Install subpanel | 2000 A | Panelboard | EA | 27 | 27 | 33.75 | 40.5 | Electrician crew |  | All | Both | Layout and normal installation | Supervision; unusual access; premium time |  | Original estimating baseline; calibrate to company history |  |  | Yes | UNVERIFIED - MODEL BASELINE | Estim8r original model baseline | N/A | [7 empty] | NO | Do not use as an authoritative bid labor unit until verified against a permitted source or company production history.
EL-01570 | 26 | Distribution | Panelboards | Install panelboard | 3000 A | Panelboard | EA | 42 | 42 | 52.5 | 63 | Electrician crew | Material handling/lift | All | Both | Layout and normal installation | Supervision; unusual access; premium time |  | Original estimating baseline; calibrate to company history |  |  | Yes | UNVERIFIED - MODEL BASELINE | Estim8r original model baseline | N/A | [7 empty] | NO | Do not use as an authoritative bid labor unit until verified against a permitted source or company production history.
EL-01571 | 26 | Distribution | Subpanels | Install subpanel | 3000 A | Panelboard | EA | 37.8 | 37.8 | 47.25 | 56.7 | Electrician crew |  | All | Both | Layout and normal installation | Supervision; unusual access; premium time |  | Original estimating baseline; calibrate to company history |  |  | Yes | UNVERIFIED - MODEL BASELINE | Estim8r original model baseline | N/A | [7 empty] | NO | Do not use as an authoritative bid labor unit until verified against a permitted source or company production history.
EL-01572 | 26 | Distribution | Panelboards | Install panelboard | 4000 A | Panelboard | EA | 55 | 55 | 68.75 | 82.5 | Electrician crew | Material handling/lift | All | Both | Layout and normal installation | Supervision; unusual access; premium time |  | Original estimating baseline; calibrate to company history |  |  | Yes | UNVERIFIED - MODEL BASELINE | Estim8r original model baseline | N/A | [7 empty] | NO | Do not use as an authoritative bid labor unit until verified against a permitted source or company production history.
EL-01573 | 26 | Distribution | Subpanels | Install subpanel | 4000 A | Panelboard | EA | 49.5 | 49.5 | 61.875 | 74.25 | Electrician crew |  | All | Both | Layout and normal installation | Supervision; unusual access; premium time |  | Original estimating baseline; calibrate to company history |  |  | Yes | UNVERIFIED - MODEL BASELINE | Estim8r original model baseline | N/A | [7 empty] | NO | Do not use as an authoritative bid labor unit until verified against a permitted source or company production history.
EL-01574 | 26 | Distribution | Breakers | Install breaker 1-pole | 15 A | Circuit breaker | EA | 0.12 | 0.12 | 0.15 | 0.18 | Electrician |  | All | Both | Layout and normal installation | Supervision; unusual access; premium time |  | Original estimating baseline; calibrate to company history |  |  | Yes | UNVERIFIED - MODEL BASELINE | Estim8r original model baseline | N/A | [7 empty] | NO | Do not use as an authoritative bid labor unit until verified against a permitted source or company production history.
EL-01575 | 26 | Distribution | Breakers | Install breaker 1-pole | 20 A | Circuit breaker | EA | 0.12 | 0.12 | 0.15 | 0.18 | Electrician |  | All | Both | Layout and normal installation | Supervision; unusual access; premium time |  | Original estimating baseline; calibrate to company history |  |  | Yes | UNVERIFIED - MODEL BASELINE | Estim8r original model baseline | N/A | [7 empty] | NO | Do not use as an authoritative bid labor unit until verified against a permitted source or company production history.
EL-01576 | 26 | Distribution | Breakers | Install breaker 1-pole | 30 A | Circuit breaker | EA | 0.14 | 0.14 | 0.175 | 0.21 | Electrician |  | All | Both | Layout and normal installation | Supervision; unusual access; premium time |  | Original estimating baseline; calibrate to company history |  |  | Yes | UNVERIFIED - MODEL BASELINE | Estim8r original model baseline | N/A | [7 empty] | NO | Do not use as an authoritative bid labor unit until verified against a permitted source or company production history.
EL-01577 | 26 | Distribution | Breakers | Install breaker 1-pole | 50 A | Circuit breaker | EA | 0.16 | 0.16 | 0.2 | 0.24 | Electrician |  | All | Both | Layout and normal installation | Supervision; unusual access; premium time |  | Original estimating baseline; calibrate to company history |  |  | Yes | UNVERIFIED - MODEL BASELINE | Estim8r original model baseline | N/A | [7 empty] | NO | Do not use as an authoritative bid labor unit until verified against a permitted source or company production history.
EL-01578 | 26 | Distribution | Breakers | Install breaker 1-pole | 100 A | Circuit breaker | EA | 0.22 | 0.22 | 0.275 | 0.33 | Electrician |  | All | Both | Layout and normal installation | Supervision; unusual access; premium time |  | Original estimating baseline; calibrate to company history |  |  | Yes | UNVERIFIED - MODEL BASELINE | Estim8r original model baseline | N/A | [7 empty] | NO | Do not use as an authoritative bid labor unit until verified against a permitted source or company production history.
EL-01579 | 26 | Distribution | Breakers | Install breaker 1-pole | 200 A | Circuit breaker | EA | 0.35 | 0.35 | 0.438 | 0.525 | Electrician |  | All | Both | Layout and normal installation | Supervision; unusual access; premium time |  | Original estimating baseline; calibrate to company history |  |  | Yes | UNVERIFIED - MODEL BASELINE | Estim8r original model baseline | N/A | [7 empty] | NO | Do not use as an authoritative bid labor unit until verified against a permitted source or company production history.
EL-01580 | 26 | Distribution | Breakers | Install breaker 1-pole | 400 A | Circuit breaker | EA | 0.65 | 0.65 | 0.812 | 0.975 | Electrician |  | All | Both | Layout and normal installation | Supervision; unusual access; premium time |  | Original estimating baseline; calibrate to company history |  |  | Yes | UNVERIFIED - MODEL BASELINE | Estim8r original model baseline | N/A | [7 empty] | NO | Do not use as an authoritative bid labor unit until verified against a permitted source or company production history.
EL-01581 | 26 | Distribution | Breakers | Install breaker 1-pole | 800 A | Circuit breaker | EA | 1.1 | 1.1 | 1.375 | 1.65 | Electrician |  | All | Both | Layout and normal installation | Supervision; unusual access; premium time |  | Original estimating baseline; calibrate to company history |  |  | Yes | UNVERIFIED - MODEL BASELINE | Estim8r original model baseline | N/A | [7 empty] | NO | Do not use as an authoritative bid labor unit until verified against a permitted source or company production history.
EL-01582 | 26 | Distribution | Breakers | Install breaker 2-pole | 15 A | Circuit breaker | EA | 0.132 | 0.132 | 0.165 | 0.198 | Electrician |  | All | Both | Layout and normal installation | Supervision; unusual access; premium time |  | Original estimating baseline; calibrate to company history |  |  | Yes | UNVERIFIED - MODEL BASELINE | Estim8r original model baseline | N/A | [7 empty] | NO | Do not use as an authoritative bid labor unit until verified against a permitted source or company production history.
EL-01583 | 26 | Distribution | Breakers | Install breaker 2-pole | 20 A | Circuit breaker | EA | 0.132 | 0.132 | 0.165 | 0.198 | Electrician |  | All | Both | Layout and normal installation | Supervision; unusual access; premium time |  | Original estimating baseline; calibrate to company history |  |  | Yes | UNVERIFIED - MODEL BASELINE | Estim8r original model baseline | N/A | [7 empty] | NO | Do not use as an authoritative bid labor unit until verified against a permitted source or company production history.
EL-01584 | 26 | Distribution | Breakers | Install breaker 2-pole | 30 A | Circuit breaker | EA | 0.154 | 0.154 | 0.193 | 0.231 | Electrician |  | All | Both | Layout and normal installation | Supervision; unusual access; premium time |  | Original estimating baseline; calibrate to company history |  |  | Yes | UNVERIFIED - MODEL BASELINE | Estim8r original model baseline | N/A | [7 empty] | NO | Do not use as an authoritative bid labor unit until verified against a permitted source or company production history.
EL-01585 | 26 | Distribution | Breakers | Install breaker 2-pole | 50 A | Circuit breaker | EA | 0.176 | 0.176 | 0.22 | 0.264 | Electrician |  | All | Both | Layout and normal installation | Supervision; unusual access; premium time |  | Original estimating baseline; calibrate to company history |  |  | Yes | UNVERIFIED - MODEL BASELINE | Estim8r original model baseline | N/A | [7 empty] | NO | Do not use as an authoritative bid labor unit until verified against a permitted source or company production history.
EL-01586 | 26 | Distribution | Breakers | Install breaker 2-pole | 100 A | Circuit breaker | EA | 0.242 | 0.242 | 0.303 | 0.363 | Electrician |  | All | Both | Layout and normal installation | Supervision; unusual access; premium time |  | Original estimating baseline; calibrate to company history |  |  | Yes | UNVERIFIED - MODEL BASELINE | Estim8r original model baseline | N/A | [7 empty] | NO | Do not use as an authoritative bid labor unit until verified against a permitted source or company production history.
EL-01587 | 26 | Distribution | Breakers | Install breaker 2-pole | 200 A | Circuit breaker | EA | 0.385 | 0.385 | 0.481 | 0.578 | Electrician |  | All | Both | Layout and normal installation | Supervision; unusual access; premium time |  | Original estimating baseline; calibrate to company history |  |  | Yes | UNVERIFIED - MODEL BASELINE | Estim8r original model baseline | N/A | [7 empty] | NO | Do not use as an authoritative bid labor unit until verified against a permitted source or company production history.
EL-01588 | 26 | Distribution | Breakers | Install breaker 2-pole | 400 A | Circuit breaker | EA | 0.715 | 0.715 | 0.894 | 1.073 | Electrician |  | All | Both | Layout and normal installation | Supervision; unusual access; premium time |  | Original estimating baseline; calibrate to company history |  |  | Yes | UNVERIFIED - MODEL BASELINE | Estim8r original model baseline | N/A | [7 empty] | NO | Do not use as an authoritative bid labor unit until verified against a permitted source or company production history.
EL-01589 | 26 | Distribution | Breakers | Install breaker 2-pole | 800 A | Circuit breaker | EA | 1.21 | 1.21 | 1.513 | 1.815 | Electrician |  | All | Both | Layout and normal installation | Supervision; unusual access; premium time |  | Original estimating baseline; calibrate to company history |  |  | Yes | UNVERIFIED - MODEL BASELINE | Estim8r original model baseline | N/A | [7 empty] | NO | Do not use as an authoritative bid labor unit until verified against a permitted source or company production history.
EL-01590 | 26 | Distribution | Breakers | Install breaker 3-pole | 15 A | Circuit breaker | EA | 0.144 | 0.144 | 0.18 | 0.216 | Electrician |  | All | Both | Layout and normal installation | Supervision; unusual access; premium time |  | Original estimating baseline; calibrate to company history |  |  | Yes | UNVERIFIED - MODEL BASELINE | Estim8r original model baseline | N/A | [7 empty] | NO | Do not use as an authoritative bid labor unit until verified against a permitted source or company production history.
EL-01591 | 26 | Distribution | Breakers | Install breaker 3-pole | 20 A | Circuit breaker | EA | 0.144 | 0.144 | 0.18 | 0.216 | Electrician |  | All | Both | Layout and normal installation | Supervision; unusual access; premium time |  | Original estimating baseline; calibrate to company history |  |  | Yes | UNVERIFIED - MODEL BASELINE | Estim8r original model baseline | N/A | [7 empty] | NO | Do not use as an authoritative bid labor unit until verified against a permitted source or company production history.
EL-01592 | 26 | Distribution | Breakers | Install breaker 3-pole | 30 A | Circuit breaker | EA | 0.168 | 0.168 | 0.21 | 0.252 | Electrician |  | All | Both | Layout and normal installation | Supervision; unusual access; premium time |  | Original estimating baseline; calibrate to company history |  |  | Yes | UNVERIFIED - MODEL BASELINE | Estim8r original model baseline | N/A | [7 empty] | NO | Do not use as an authoritative bid labor unit until verified against a permitted source or company production history.
EL-01593 | 26 | Distribution | Breakers | Install breaker 3-pole | 50 A | Circuit breaker | EA | 0.192 | 0.192 | 0.24 | 0.288 | Electrician |  | All | Both | Layout and normal installation | Supervision; unusual access; premium time |  | Original estimating baseline; calibrate to company history |  |  | Yes | UNVERIFIED - MODEL BASELINE | Estim8r original model baseline | N/A | [7 empty] | NO | Do not use as an authoritative bid labor unit until verified against a permitted source or company production history.
EL-01594 | 26 | Distribution | Breakers | Install breaker 3-pole | 100 A | Circuit breaker | EA | 0.264 | 0.264 | 0.33 | 0.396 | Electrician |  | All | Both | Layout and normal installation | Supervision; unusual access; premium time |  | Original estimating baseline; calibrate to company history |  |  | Yes | UNVERIFIED - MODEL BASELINE | Estim8r original model baseline | N/A | [7 empty] | NO | Do not use as an authoritative bid labor unit until verified against a permitted source or company production history.
EL-01595 | 26 | Distribution | Breakers | Install breaker 3-pole | 200 A | Circuit breaker | EA | 0.42 | 0.42 | 0.525 | 0.63 | Electrician |  | All | Both | Layout and normal installation | Supervision; unusual access; premium time |  | Original estimating baseline; calibrate to company history |  |  | Yes | UNVERIFIED - MODEL BASELINE | Estim8r original model baseline | N/A | [7 empty] | NO | Do not use as an authoritative bid labor unit until verified against a permitted source or company production history.
EL-01596 | 26 | Distribution | Breakers | Install breaker 3-pole | 400 A | Circuit breaker | EA | 0.78 | 0.78 | 0.975 | 1.17 | Electrician |  | All | Both | Layout and normal installation | Supervision; unusual access; premium time |  | Original estimating baseline; calibrate to company history |  |  | Yes | UNVERIFIED - MODEL BASELINE | Estim8r original model baseline | N/A | [7 empty] | NO | Do not use as an authoritative bid labor unit until verified against a permitted source or company production history.
EL-01597 | 26 | Distribution | Breakers | Install breaker 3-pole | 800 A | Circuit breaker | EA | 1.32 | 1.32 | 1.65 | 1.98 | Electrician |  | All | Both | Layout and normal installation | Supervision; unusual access; premium time |  | Original estimating baseline; calibrate to company history |  |  | Yes | UNVERIFIED - MODEL BASELINE | Estim8r original model baseline | N/A | [7 empty] | NO | Do not use as an authoritative bid labor unit until verified against a permitted source or company production history.
EL-01598 | 26 | Distribution | Transformers | Set/install dry-type transformer | 3 kVA | Transformer | EA | 2 | 2 | 2.5 | 3 | Electrician crew | Forklift/rigging as required | All | Both | Layout and normal installation | Supervision; unusual access; premium time |  | Original estimating baseline; calibrate to company history |  |  | Yes | UNVERIFIED - MODEL BASELINE | Estim8r original model baseline | N/A | [7 empty] | NO | Do not use as an authoritative bid labor unit until verified against a permitted source or company production history.
EL-01599 | 26 | Distribution | Transformers | Set/install dry-type transformer | 6 kVA | Transformer | EA | 2.3 | 2.3 | 2.875 | 3.45 | Electrician crew | Forklift/rigging as required | All | Both | Layout and normal installation | Supervision; unusual access; premium time |  | Original estimating baseline; calibrate to company history |  |  | Yes | UNVERIFIED - MODEL BASELINE | Estim8r original model baseline | N/A | [7 empty] | NO | Do not use as an authoritative bid labor unit until verified against a permitted source or company production history.
EL-01600 | 26 | Distribution | Transformers | Set/install dry-type transformer | 9 kVA | Transformer | EA | 2.5 | 2.5 | 3.125 | 3.75 | Electrician crew | Forklift/rigging as required | All | Both | Layout and normal installation | Supervision; unusual access; premium time |  | Original estimating baseline; calibrate to company history |  |  | Yes | UNVERIFIED - MODEL BASELINE | Estim8r original model baseline | N/A | [7 empty] | NO | Do not use as an authoritative bid labor unit until verified against a permitted source or company production history.
EL-01601 | 26 | Distribution | Transformers | Set/install dry-type transformer | 15 kVA | Transformer | EA | 3 | 3 | 3.75 | 4.5 | Electrician crew | Forklift/rigging as required | All | Both | Layout and normal installation | Supervision; unusual access; premium time |  | Original estimating baseline; calibrate to company history |  |  | Yes | UNVERIFIED - MODEL BASELINE | Estim8r original model baseline | N/A | [7 empty] | NO | Do not use as an authoritative bid labor unit until verified against a permitted source or company production history.
EL-01602 | 26 | Distribution | Transformers | Set/install dry-type transformer | 25 kVA | Transformer | EA | 3.8 | 3.8 | 4.75 | 5.7 | Electrician crew | Forklift/rigging as required | All | Both | Layout and normal installation | Supervision; unusual access; premium time |  | Original estimating baseline; calibrate to company history |  |  | Yes | UNVERIFIED - MODEL BASELINE | Estim8r original model baseline | N/A | [7 empty] | NO | Do not use as an authoritative bid labor unit until verified against a permitted source or company production history.
EL-01603 | 26 | Distribution | Transformers | Set/install dry-type transformer | 30 kVA | Transformer | EA | 4 | 4 | 5 | 6 | Electrician crew | Forklift/rigging as required | All | Both | Layout and normal installation | Supervision; unusual access; premium time |  | Original estimating baseline; calibrate to company history |  |  | Yes | UNVERIFIED - MODEL BASELINE | Estim8r original model baseline | N/A | [7 empty] | NO | Do not use as an authoritative bid labor unit until verified against a permitted source or company production history.
EL-01604 | 26 | Distribution | Transformers | Set/install dry-type transformer | 45 kVA | Transformer | EA | 5 | 5 | 6.25 | 7.5 | Electrician crew | Forklift/rigging as required | All | Both | Layout and normal installation | Supervision; unusual access; premium time |  | Original estimating baseline; calibrate to company history |  |  | Yes | UNVERIFIED - MODEL BASELINE | Estim8r original model baseline | N/A | [7 empty] | NO | Do not use as an authoritative bid labor unit until verified against a permitted source or company production history.
EL-01605 | 26 | Distribution | Transformers | Set/install dry-type transformer | 75 kVA | Transformer | EA | 7 | 7 | 8.75 | 10.5 | Electrician crew | Forklift/rigging as required | All | Both | Layout and normal installation | Supervision; unusual access; premium time |  | Original estimating baseline; calibrate to company history |  |  | Yes | UNVERIFIED - MODEL BASELINE | Estim8r original model baseline | N/A | [7 empty] | NO | Do not use as an authoritative bid labor unit until verified against a permitted source or company production history.
EL-01606 | 26 | Distribution | Transformers | Set/install dry-type transformer | 112.5 kVA | Transformer | EA | 9 | 9 | 11.25 | 13.5 | Electrician crew | Forklift/rigging as required | All | Both | Layout and normal installation | Supervision; unusual access; premium time |  | Original estimating baseline; calibrate to company history |  |  | Yes | UNVERIFIED - MODEL BASELINE | Estim8r original model baseline | N/A | [7 empty] | NO | Do not use as an authoritative bid labor unit until verified against a permitted source or company production history.
EL-01607 | 26 | Distribution | Transformers | Set/install dry-type transformer | 150 kVA | Transformer | EA | 11 | 11 | 13.75 | 16.5 | Electrician crew | Forklift/rigging as required | All | Both | Layout and normal installation | Supervision; unusual access; premium time |  | Original estimating baseline; calibrate to company history |  |  | Yes | UNVERIFIED - MODEL BASELINE | Estim8r original model baseline | N/A | [7 empty] | NO | Do not use as an authoritative bid labor unit until verified against a permitted source or company production history.
EL-01608 | 26 | Distribution | Transformers | Set/install dry-type transformer | 225 kVA | Transformer | EA | 14 | 14 | 17.5 | 21 | Electrician crew | Forklift/rigging as required | All | Both | Layout and normal installation | Supervision; unusual access; premium time |  | Original estimating baseline; calibrate to company history |  |  | Yes | UNVERIFIED - MODEL BASELINE | Estim8r original model baseline | N/A | [7 empty] | NO | Do not use as an authoritative bid labor unit until verified against a permitted source or company production history.
EL-01609 | 26 | Distribution | Transformers | Set/install dry-type transformer | 300 kVA | Transformer | EA | 18 | 18 | 22.5 | 27 | Electrician crew | Forklift/rigging as required | All | Both | Layout and normal installation | Supervision; unusual access; premium time |  | Original estimating baseline; calibrate to company history |  |  | Yes | UNVERIFIED - MODEL BASELINE | Estim8r original model baseline | N/A | [7 empty] | NO | Do not use as an authoritative bid labor unit until verified against a permitted source or company production history.
EL-01610 | 26 | Distribution | Transformers | Set/install dry-type transformer | 500 kVA | Transformer | EA | 26 | 26 | 32.5 | 39 | Electrician crew | Forklift/rigging as required | All | Both | Layout and normal installation | Supervision; unusual access; premium time |  | Original estimating baseline; calibrate to company history |  |  | Yes | UNVERIFIED - MODEL BASELINE | Estim8r original model baseline | N/A | [7 empty] | NO | Do not use as an authoritative bid labor unit until verified against a permitted source or company production history.
EL-01611 | 26 | Distribution | Transformers | Set/install dry-type transformer | 750 kVA | Transformer | EA | 35 | 35 | 43.75 | 52.5 | Electrician crew | Forklift/rigging as required | All | Both | Layout and normal installation | Supervision; unusual access; premium time |  | Original estimating baseline; calibrate to company history |  |  | Yes | UNVERIFIED - MODEL BASELINE | Estim8r original model baseline | N/A | [7 empty] | NO | Do not use as an authoritative bid labor unit until verified against a permitted source or company production history.
EL-01612 | 26 | Distribution | Transformers | Set/install dry-type transformer | 1000 kVA | Transformer | EA | 45 | 45 | 56.25 | 67.5 | Electrician crew | Forklift/rigging as required | All | Both | Layout and normal installation | Supervision; unusual access; premium time |  | Original estimating baseline; calibrate to company history |  |  | Yes | UNVERIFIED - MODEL BASELINE | Estim8r original model baseline | N/A | [7 empty] | NO | Do not use as an authoritative bid labor unit until verified against a permitted source or company production history.
EL-01613 | 26 | Distribution | Transformers | Set/install dry-type transformer | 1500 kVA | Transformer | EA | 60 | 60 | 75 | 90 | Electrician crew | Forklift/rigging as required | All | Both | Layout and normal installation | Supervision; unusual access; premium time |  | Original estimating baseline; calibrate to company history |  |  | Yes | UNVERIFIED - MODEL BASELINE | Estim8r original model baseline | N/A | [7 empty] | NO | Do not use as an authoritative bid labor unit until verified against a permitted source or company production history.
EL-01614 | 26 | Distribution | Transformers | Set/install dry-type transformer | 2000 kVA | Transformer | EA | 75 | 75 | 93.75 | 112.5 | Electrician crew | Forklift/rigging as required | All | Both | Layout and normal installation | Supervision; unusual access; premium time |  | Original estimating baseline; calibrate to company history |  |  | Yes | UNVERIFIED - MODEL BASELINE | Estim8r original model baseline | N/A | [7 empty] | NO | Do not use as an authoritative bid labor unit until verified against a permitted source or company production history.
EL-01615 | 26 | Distribution | Switchboard | Install Switchboard | 100 A | Switchboard | EA | 3 | 3 | 3.75 | 4.5 | Electrician crew | Rigging as required | All | Both | Layout and normal installation | Supervision; unusual access; premium time |  | Original estimating baseline; calibrate to company history |  |  | Yes | UNVERIFIED - MODEL BASELINE | Estim8r original model baseline | N/A | [7 empty] | NO | Do not use as an authoritative bid labor unit until verified against a permitted source or company production history.
EL-01616 | 26 | Distribution | Switchgear | Install Switchgear | 100 A | Switchgear | EA | 3.75 | 3.75 | 4.688 | 5.625 | Electrician crew | Rigging as required | All | Both | Layout and normal installation | Supervision; unusual access; premium time |  | Original estimating baseline; calibrate to company history |  |  | Yes | UNVERIFIED - MODEL BASELINE | Estim8r original model baseline | N/A | [7 empty] | NO | Do not use as an authoritative bid labor unit until verified against a permitted source or company production history.
EL-01617 | 26 | Distribution | ATS | Install ATS | 100 A | ATS | EA | 2.4 | 2.4 | 3 | 3.6 | Electrician crew | Rigging as required | All | Both | Layout and normal installation | Supervision; unusual access; premium time |  | Original estimating baseline; calibrate to company history |  |  | Yes | UNVERIFIED - MODEL BASELINE | Estim8r original model baseline | N/A | [7 empty] | NO | Do not use as an authoritative bid labor unit until verified against a permitted source or company production history.
EL-01618 | 26 | Distribution | Service disconnect | Install Service disconnect | 100 A | Service disconnect | EA | 1.65 | 1.65 | 2.062 | 2.475 | Electrician crew | Rigging as required | All | Both | Layout and normal installation | Supervision; unusual access; premium time |  | Original estimating baseline; calibrate to company history |  |  | Yes | UNVERIFIED - MODEL BASELINE | Estim8r original model baseline | N/A | [7 empty] | NO | Do not use as an authoritative bid labor unit until verified against a permitted source or company production history.
EL-01619 | 26 | Distribution | Meter/main | Install Meter/main | 100 A | Meter/main | EA | 1.95 | 1.95 | 2.438 | 2.925 | Electrician crew | Rigging as required | All | Both | Layout and normal installation | Supervision; unusual access; premium time |  | Original estimating baseline; calibrate to company history |  |  | Yes | UNVERIFIED - MODEL BASELINE | Estim8r original model baseline | N/A | [7 empty] | NO | Do not use as an authoritative bid labor unit until verified against a permitted source or company production history.
EL-01620 | 26 | Distribution | Switchboard | Install Switchboard | 200 A | Switchboard | EA | 4 | 4 | 5 | 6 | Electrician crew | Rigging as required | All | Both | Layout and normal installation | Supervision; unusual access; premium time |  | Original estimating baseline; calibrate to company history |  |  | Yes | UNVERIFIED - MODEL BASELINE | Estim8r original model baseline | N/A | [7 empty] | NO | Do not use as an authoritative bid labor unit until verified against a permitted source or company production history.
EL-01621 | 26 | Distribution | Switchgear | Install Switchgear | 200 A | Switchgear | EA | 5 | 5 | 6.25 | 7.5 | Electrician crew | Rigging as required | All | Both | Layout and normal installation | Supervision; unusual access; premium time |  | Original estimating baseline; calibrate to company history |  |  | Yes | UNVERIFIED - MODEL BASELINE | Estim8r original model baseline | N/A | [7 empty] | NO | Do not use as an authoritative bid labor unit until verified against a permitted source or company production history.
EL-01622 | 26 | Distribution | ATS | Install ATS | 200 A | ATS | EA | 3.2 | 3.2 | 4 | 4.8 | Electrician crew | Rigging as required | All | Both | Layout and normal installation | Supervision; unusual access; premium time |  | Original estimating baseline; calibrate to company history |  |  | Yes | UNVERIFIED - MODEL BASELINE | Estim8r original model baseline | N/A | [7 empty] | NO | Do not use as an authoritative bid labor unit until verified against a permitted source or company production history.
EL-01623 | 26 | Distribution | Service disconnect | Install Service disconnect | 200 A | Service disconnect | EA | 2.2 | 2.2 | 2.75 | 3.3 | Electrician crew | Rigging as required | All | Both | Layout and normal installation | Supervision; unusual access; premium time |  | Original estimating baseline; calibrate to company history |  |  | Yes | UNVERIFIED - MODEL BASELINE | Estim8r original model baseline | N/A | [7 empty] | NO | Do not use as an authoritative bid labor unit until verified against a permitted source or company production history.
EL-01624 | 26 | Distribution | Meter/main | Install Meter/main | 200 A | Meter/main | EA | 2.6 | 2.6 | 3.25 | 3.9 | Electrician crew | Rigging as required | All | Both | Layout and normal installation | Supervision; unusual access; premium time |  | Original estimating baseline; calibrate to company history |  |  | Yes | UNVERIFIED - MODEL BASELINE | Estim8r original model baseline | N/A | [7 empty] | NO | Do not use as an authoritative bid labor unit until verified against a permitted source or company production history.
EL-01625 | 26 | Distribution | Switchboard | Install Switchboard | 400 A | Switchboard | EA | 7 | 7 | 8.75 | 10.5 | Electrician crew | Rigging as required | All | Both | Layout and normal installation | Supervision; unusual access; premium time |  | Original estimating baseline; calibrate to company history |  |  | Yes | UNVERIFIED - MODEL BASELINE | Estim8r original model baseline | N/A | [7 empty] | NO | Do not use as an authoritative bid labor unit until verified against a permitted source or company production history.
EL-01626 | 26 | Distribution | Switchgear | Install Switchgear | 400 A | Switchgear | EA | 8.75 | 8.75 | 10.938 | 13.125 | Electrician crew | Rigging as required | All | Both | Layout and normal installation | Supervision; unusual access; premium time |  | Original estimating baseline; calibrate to company history |  |  | Yes | UNVERIFIED - MODEL BASELINE | Estim8r original model baseline | N/A | [7 empty] | NO | Do not use as an authoritative bid labor unit until verified against a permitted source or company production history.
EL-01627 | 26 | Distribution | ATS | Install ATS | 400 A | ATS | EA | 5.6 | 5.6 | 7 | 8.4 | Electrician crew | Rigging as required | All | Both | Layout and normal installation | Supervision; unusual access; premium time |  | Original estimating baseline; calibrate to company history |  |  | Yes | UNVERIFIED - MODEL BASELINE | Estim8r original model baseline | N/A | [7 empty] | NO | Do not use as an authoritative bid labor unit until verified against a permitted source or company production history.
EL-01628 | 26 | Distribution | Service disconnect | Install Service disconnect | 400 A | Service disconnect | EA | 3.85 | 3.85 | 4.813 | 5.775 | Electrician crew | Rigging as required | All | Both | Layout and normal installation | Supervision; unusual access; premium time |  | Original estimating baseline; calibrate to company history |  |  | Yes | UNVERIFIED - MODEL BASELINE | Estim8r original model baseline | N/A | [7 empty] | NO | Do not use as an authoritative bid labor unit until verified against a permitted source or company production history.
EL-01629 | 26 | Distribution | Meter/main | Install Meter/main | 400 A | Meter/main | EA | 4.55 | 4.55 | 5.688 | 6.825 | Electrician crew | Rigging as required | All | Both | Layout and normal installation | Supervision; unusual access; premium time |  | Original estimating baseline; calibrate to company history |  |  | Yes | UNVERIFIED - MODEL BASELINE | Estim8r original model baseline | N/A | [7 empty] | NO | Do not use as an authoritative bid labor unit until verified against a permitted source or company production history.
EL-01630 | 26 | Distribution | Switchboard | Install Switchboard | 600 A | Switchboard | EA | 9 | 9 | 11.25 | 13.5 | Electrician crew | Rigging as required | All | Both | Layout and normal installation | Supervision; unusual access; premium time |  | Original estimating baseline; calibrate to company history |  |  | Yes | UNVERIFIED - MODEL BASELINE | Estim8r original model baseline | N/A | [7 empty] | NO | Do not use as an authoritative bid labor unit until verified against a permitted source or company production history.
EL-01631 | 26 | Distribution | Switchgear | Install Switchgear | 600 A | Switchgear | EA | 11.25 | 11.25 | 14.062 | 16.875 | Electrician crew | Rigging as required | All | Both | Layout and normal installation | Supervision; unusual access; premium time |  | Original estimating baseline; calibrate to company history |  |  | Yes | UNVERIFIED - MODEL BASELINE | Estim8r original model baseline | N/A | [7 empty] | NO | Do not use as an authoritative bid labor unit until verified against a permitted source or company production history.
EL-01632 | 26 | Distribution | ATS | Install ATS | 600 A | ATS | EA | 7.2 | 7.2 | 9 | 10.8 | Electrician crew | Rigging as required | All | Both | Layout and normal installation | Supervision; unusual access; premium time |  | Original estimating baseline; calibrate to company history |  |  | Yes | UNVERIFIED - MODEL BASELINE | Estim8r original model baseline | N/A | [7 empty] | NO | Do not use as an authoritative bid labor unit until verified against a permitted source or company production history.
EL-01633 | 26 | Distribution | Service disconnect | Install Service disconnect | 600 A | Service disconnect | EA | 4.95 | 4.95 | 6.188 | 7.425 | Electrician crew | Rigging as required | All | Both | Layout and normal installation | Supervision; unusual access; premium time |  | Original estimating baseline; calibrate to company history |  |  | Yes | UNVERIFIED - MODEL BASELINE | Estim8r original model baseline | N/A | [7 empty] | NO | Do not use as an authoritative bid labor unit until verified against a permitted source or company production history.
EL-01634 | 26 | Distribution | Meter/main | Install Meter/main | 600 A | Meter/main | EA | 5.85 | 5.85 | 7.313 | 8.775 | Electrician crew | Rigging as required | All | Both | Layout and normal installation | Supervision; unusual access; premium time |  | Original estimating baseline; calibrate to company history |  |  | Yes | UNVERIFIED - MODEL BASELINE | Estim8r original model baseline | N/A | [7 empty] | NO | Do not use as an authoritative bid labor unit until verified against a permitted source or company production history.
EL-01635 | 26 | Distribution | Switchboard | Install Switchboard | 800 A | Switchboard | EA | 12 | 12 | 15 | 18 | Electrician crew | Rigging as required | All | Both | Layout and normal installation | Supervision; unusual access; premium time |  | Original estimating baseline; calibrate to company history |  |  | Yes | UNVERIFIED - MODEL BASELINE | Estim8r original model baseline | N/A | [7 empty] | NO | Do not use as an authoritative bid labor unit until verified against a permitted source or company production history.
EL-01636 | 26 | Distribution | Switchgear | Install Switchgear | 800 A | Switchgear | EA | 15 | 15 | 18.75 | 22.5 | Electrician crew | Rigging as required | All | Both | Layout and normal installation | Supervision; unusual access; premium time |  | Original estimating baseline; calibrate to company history |  |  | Yes | UNVERIFIED - MODEL BASELINE | Estim8r original model baseline | N/A | [7 empty] | NO | Do not use as an authoritative bid labor unit until verified against a permitted source or company production history.
EL-01637 | 26 | Distribution | ATS | Install ATS | 800 A | ATS | EA | 9.6 | 9.6 | 12 | 14.4 | Electrician crew | Rigging as required | All | Both | Layout and normal installation | Supervision; unusual access; premium time |  | Original estimating baseline; calibrate to company history |  |  | Yes | UNVERIFIED - MODEL BASELINE | Estim8r original model baseline | N/A | [7 empty] | NO | Do not use as an authoritative bid labor unit until verified against a permitted source or company production history.
EL-01638 | 26 | Distribution | Service disconnect | Install Service disconnect | 800 A | Service disconnect | EA | 6.6 | 6.6 | 8.25 | 9.9 | Electrician crew | Rigging as required | All | Both | Layout and normal installation | Supervision; unusual access; premium time |  | Original estimating baseline; calibrate to company history |  |  | Yes | UNVERIFIED - MODEL BASELINE | Estim8r original model baseline | N/A | [7 empty] | NO | Do not use as an authoritative bid labor unit until verified against a permitted source or company production history.
EL-01639 | 26 | Distribution | Meter/main | Install Meter/main | 800 A | Meter/main | EA | 7.8 | 7.8 | 9.75 | 11.7 | Electrician crew | Rigging as required | All | Both | Layout and normal installation | Supervision; unusual access; premium time |  | Original estimating baseline; calibrate to company history |  |  | Yes | UNVERIFIED - MODEL BASELINE | Estim8r original model baseline | N/A | [7 empty] | NO | Do not use as an authoritative bid labor unit until verified against a permitted source or company production history.
EL-01640 | 26 | Distribution | Switchboard | Install Switchboard | 1200 A | Switchboard | EA | 18 | 18 | 22.5 | 27 | Electrician crew | Rigging as required | All | Both | Layout and normal installation | Supervision; unusual access; premium time |  | Original estimating baseline; calibrate to company history |  |  | Yes | UNVERIFIED - MODEL BASELINE | Estim8r original model baseline | N/A | [7 empty] | NO | Do not use as an authoritative bid labor unit until verified against a permitted source or company production history.
EL-01641 | 26 | Distribution | Switchgear | Install Switchgear | 1200 A | Switchgear | EA | 22.5 | 22.5 | 28.125 | 33.75 | Electrician crew | Rigging as required | All | Both | Layout and normal installation | Supervision; unusual access; premium time |  | Original estimating baseline; calibrate to company history |  |  | Yes | UNVERIFIED - MODEL BASELINE | Estim8r original model baseline | N/A | [7 empty] | NO | Do not use as an authoritative bid labor unit until verified against a permitted source or company production history.
EL-01642 | 26 | Distribution | ATS | Install ATS | 1200 A | ATS | EA | 14.4 | 14.4 | 18 | 21.6 | Electrician crew | Rigging as required | All | Both | Layout and normal installation | Supervision; unusual access; premium time |  | Original estimating baseline; calibrate to company history |  |  | Yes | UNVERIFIED - MODEL BASELINE | Estim8r original model baseline | N/A | [7 empty] | NO | Do not use as an authoritative bid labor unit until verified against a permitted source or company production history.
EL-01643 | 26 | Distribution | Service disconnect | Install Service disconnect | 1200 A | Service disconnect | EA | 9.9 | 9.9 | 12.375 | 14.85 | Electrician crew | Rigging as required | All | Both | Layout and normal installation | Supervision; unusual access; premium time |  | Original estimating baseline; calibrate to company history |  |  | Yes | UNVERIFIED - MODEL BASELINE | Estim8r original model baseline | N/A | [7 empty] | NO | Do not use as an authoritative bid labor unit until verified against a permitted source or company production history.
EL-01644 | 26 | Distribution | Meter/main | Install Meter/main | 1200 A | Meter/main | EA | 11.7 | 11.7 | 14.625 | 17.55 | Electrician crew | Rigging as required | All | Both | Layout and normal installation | Supervision; unusual access; premium time |  | Original estimating baseline; calibrate to company history |  |  | Yes | UNVERIFIED - MODEL BASELINE | Estim8r original model baseline | N/A | [7 empty] | NO | Do not use as an authoritative bid labor unit until verified against a permitted source or company production history.
EL-01645 | 26 | Distribution | Switchboard | Install Switchboard | 1600 A | Switchboard | EA | 25 | 25 | 31.25 | 37.5 | Electrician crew | Rigging as required | All | Both | Layout and normal installation | Supervision; unusual access; premium time |  | Original estimating baseline; calibrate to company history |  |  | Yes | UNVERIFIED - MODEL BASELINE | Estim8r original model baseline | N/A | [7 empty] | NO | Do not use as an authoritative bid labor unit until verified against a permitted source or company production history.
EL-01646 | 26 | Distribution | Switchgear | Install Switchgear | 1600 A | Switchgear | EA | 31.25 | 31.25 | 39.062 | 46.875 | Electrician crew | Rigging as required | All | Both | Layout and normal installation | Supervision; unusual access; premium time |  | Original estimating baseline; calibrate to company history |  |  | Yes | UNVERIFIED - MODEL BASELINE | Estim8r original model baseline | N/A | [7 empty] | NO | Do not use as an authoritative bid labor unit until verified against a permitted source or company production history.
EL-01647 | 26 | Distribution | ATS | Install ATS | 1600 A | ATS | EA | 20 | 20 | 25 | 30 | Electrician crew | Rigging as required | All | Both | Layout and normal installation | Supervision; unusual access; premium time |  | Original estimating baseline; calibrate to company history |  |  | Yes | UNVERIFIED - MODEL BASELINE | Estim8r original model baseline | N/A | [7 empty] | NO | Do not use as an authoritative bid labor unit until verified against a permitted source or company production history.
EL-01648 | 26 | Distribution | Service disconnect | Install Service disconnect | 1600 A | Service disconnect | EA | 13.75 | 13.75 | 17.188 | 20.625 | Electrician crew | Rigging as required | All | Both | Layout and normal installation | Supervision; unusual access; premium time |  | Original estimating baseline; calibrate to company history |  |  | Yes | UNVERIFIED - MODEL BASELINE | Estim8r original model baseline | N/A | [7 empty] | NO | Do not use as an authoritative bid labor unit until verified against a permitted source or company production history.
EL-01649 | 26 | Distribution | Meter/main | Install Meter/main | 1600 A | Meter/main | EA | 16.25 | 16.25 | 20.312 | 24.375 | Electrician crew | Rigging as required | All | Both | Layout and normal installation | Supervision; unusual access; premium time |  | Original estimating baseline; calibrate to company history |  |  | Yes | UNVERIFIED - MODEL BASELINE | Estim8r original model baseline | N/A | [7 empty] | NO | Do not use as an authoritative bid labor unit until verified against a permitted source or company production history.
EL-01650 | 26 | Distribution | Switchboard | Install Switchboard | 2000 A | Switchboard | EA | 32 | 32 | 40 | 48 | Electrician crew | Rigging as required | All | Both | Layout and normal installation | Supervision; unusual access; premium time |  | Original estimating baseline; calibrate to company history |  |  | Yes | UNVERIFIED - MODEL BASELINE | Estim8r original model baseline | N/A | [7 empty] | NO | Do not use as an authoritative bid labor unit until verified against a permitted source or company production history.
EL-01651 | 26 | Distribution | Switchgear | Install Switchgear | 2000 A | Switchgear | EA | 40 | 40 | 50 | 60 | Electrician crew | Rigging as required | All | Both | Layout and normal installation | Supervision; unusual access; premium time |  | Original estimating baseline; calibrate to company history |  |  | Yes | UNVERIFIED - MODEL BASELINE | Estim8r original model baseline | N/A | [7 empty] | NO | Do not use as an authoritative bid labor unit until verified against a permitted source or company production history.
EL-01652 | 26 | Distribution | ATS | Install ATS | 2000 A | ATS | EA | 25.6 | 25.6 | 32 | 38.4 | Electrician crew | Rigging as required | All | Both | Layout and normal installation | Supervision; unusual access; premium time |  | Original estimating baseline; calibrate to company history |  |  | Yes | UNVERIFIED - MODEL BASELINE | Estim8r original model baseline | N/A | [7 empty] | NO | Do not use as an authoritative bid labor unit until verified against a permitted source or company production history.
EL-01653 | 26 | Distribution | Service disconnect | Install Service disconnect | 2000 A | Service disconnect | EA | 17.6 | 17.6 | 22 | 26.4 | Electrician crew | Rigging as required | All | Both | Layout and normal installation | Supervision; unusual access; premium time |  | Original estimating baseline; calibrate to company history |  |  | Yes | UNVERIFIED - MODEL BASELINE | Estim8r original model baseline | N/A | [7 empty] | NO | Do not use as an authoritative bid labor unit until verified against a permitted source or company production history.
EL-01654 | 26 | Distribution | Meter/main | Install Meter/main | 2000 A | Meter/main | EA | 20.8 | 20.8 | 26 | 31.2 | Electrician crew | Rigging as required | All | Both | Layout and normal installation | Supervision; unusual access; premium time |  | Original estimating baseline; calibrate to company history |  |  | Yes | UNVERIFIED - MODEL BASELINE | Estim8r original model baseline | N/A | [7 empty] | NO | Do not use as an authoritative bid labor unit until verified against a permitted source or company production history.
EL-01655 | 26 | Distribution | Switchboard | Install Switchboard | 3000 A | Switchboard | EA | 45 | 45 | 56.25 | 67.5 | Electrician crew | Rigging as required | All | Both | Layout and normal installation | Supervision; unusual access; premium time |  | Original estimating baseline; calibrate to company history |  |  | Yes | UNVERIFIED - MODEL BASELINE | Estim8r original model baseline | N/A | [7 empty] | NO | Do not use as an authoritative bid labor unit until verified against a permitted source or company production history.
EL-01656 | 26 | Distribution | Switchgear | Install Switchgear | 3000 A | Switchgear | EA | 56.25 | 56.25 | 70.312 | 84.375 | Electrician crew | Rigging as required | All | Both | Layout and normal installation | Supervision; unusual access; premium time |  | Original estimating baseline; calibrate to company history |  |  | Yes | UNVERIFIED - MODEL BASELINE | Estim8r original model baseline | N/A | [7 empty] | NO | Do not use as an authoritative bid labor unit until verified against a permitted source or company production history.
EL-01657 | 26 | Distribution | ATS | Install ATS | 3000 A | ATS | EA | 36 | 36 | 45 | 54 | Electrician crew | Rigging as required | All | Both | Layout and normal installation | Supervision; unusual access; premium time |  | Original estimating baseline; calibrate to company history |  |  | Yes | UNVERIFIED - MODEL BASELINE | Estim8r original model baseline | N/A | [7 empty] | NO | Do not use as an authoritative bid labor unit until verified against a permitted source or company production history.
EL-01658 | 26 | Distribution | Service disconnect | Install Service disconnect | 3000 A | Service disconnect | EA | 24.75 | 24.75 | 30.938 | 37.125 | Electrician crew | Rigging as required | All | Both | Layout and normal installation | Supervision; unusual access; premium time |  | Original estimating baseline; calibrate to company history |  |  | Yes | UNVERIFIED - MODEL BASELINE | Estim8r original model baseline | N/A | [7 empty] | NO | Do not use as an authoritative bid labor unit until verified against a permitted source or company production history.
EL-01659 | 26 | Distribution | Meter/main | Install Meter/main | 3000 A | Meter/main | EA | 29.25 | 29.25 | 36.562 | 43.875 | Electrician crew | Rigging as required | All | Both | Layout and normal installation | Supervision; unusual access; premium time |  | Original estimating baseline; calibrate to company history |  |  | Yes | UNVERIFIED - MODEL BASELINE | Estim8r original model baseline | N/A | [7 empty] | NO | Do not use as an authoritative bid labor unit until verified against a permitted source or company production history.
EL-01660 | 26 | Distribution | Switchboard | Install Switchboard | 4000 A | Switchboard | EA | 60 | 60 | 75 | 90 | Electrician crew | Rigging as required | All | Both | Layout and normal installation | Supervision; unusual access; premium time |  | Original estimating baseline; calibrate to company history |  |  | Yes | UNVERIFIED - MODEL BASELINE | Estim8r original model baseline | N/A | [7 empty] | NO | Do not use as an authoritative bid labor unit until verified against a permitted source or company production history.
EL-01661 | 26 | Distribution | Switchgear | Install Switchgear | 4000 A | Switchgear | EA | 75 | 75 | 93.75 | 112.5 | Electrician crew | Rigging as required | All | Both | Layout and normal installation | Supervision; unusual access; premium time |  | Original estimating baseline; calibrate to company history |  |  | Yes | UNVERIFIED - MODEL BASELINE | Estim8r original model baseline | N/A | [7 empty] | NO | Do not use as an authoritative bid labor unit until verified against a permitted source or company production history.
EL-01662 | 26 | Distribution | ATS | Install ATS | 4000 A | ATS | EA | 48 | 48 | 60 | 72 | Electrician crew | Rigging as required | All | Both | Layout and normal installation | Supervision; unusual access; premium time |  | Original estimating baseline; calibrate to company history |  |  | Yes | UNVERIFIED - MODEL BASELINE | Estim8r original model baseline | N/A | [7 empty] | NO | Do not use as an authoritative bid labor unit until verified against a permitted source or company production history.
EL-01663 | 26 | Distribution | Service disconnect | Install Service disconnect | 4000 A | Service disconnect | EA | 33 | 33 | 41.25 | 49.5 | Electrician crew | Rigging as required | All | Both | Layout and normal installation | Supervision; unusual access; premium time |  | Original estimating baseline; calibrate to company history |  |  | Yes | UNVERIFIED - MODEL BASELINE | Estim8r original model baseline | N/A | [7 empty] | NO | Do not use as an authoritative bid labor unit until verified against a permitted source or company production history.
EL-01664 | 26 | Distribution | Meter/main | Install Meter/main | 4000 A | Meter/main | EA | 39 | 39 | 48.75 | 58.5 | Electrician crew | Rigging as required | All | Both | Layout and normal installation | Supervision; unusual access; premium time |  | Original estimating baseline; calibrate to company history |  |  | Yes | UNVERIFIED - MODEL BASELINE | Estim8r original model baseline | N/A | [7 empty] | NO | Do not use as an authoritative bid labor unit until verified against a permitted source or company production history.
EL-01665 | 26 | Grounding | Grounding & Bonding | Install Ground rod |  |  | EA | 0.6 | 0.6 | 0.75 | 0.9 | Electrician |  | All | Both | Layout and normal installation | Supervision; unusual access; premium time |  | Original estimating baseline; calibrate to company history |  |  | Yes | UNVERIFIED - MODEL BASELINE | Estim8r original model baseline | N/A | [7 empty] | NO | Do not use as an authoritative bid labor unit until verified against a permitted source or company production history.
EL-01666 | 26 | Grounding | Grounding & Bonding | Install Grounding electrode conductor |  |  | LF | 0.025 | 0.025 | 0.031 | 0.038 | Electrician |  | All | Both | Layout and normal installation | Supervision; unusual access; premium time |  | Original estimating baseline; calibrate to company history |  |  | Yes | UNVERIFIED - MODEL BASELINE | Estim8r original model baseline | N/A | [7 empty] | NO | Do not use as an authoritative bid labor unit until verified against a permitted source or company production history.
EL-01667 | 26 | Grounding | Grounding & Bonding | Install Ground bar |  |  | EA | 0.5 | 0.5 | 0.625 | 0.75 | Electrician |  | All | Both | Layout and normal installation | Supervision; unusual access; premium time |  | Original estimating baseline; calibrate to company history |  |  | Yes | UNVERIFIED - MODEL BASELINE | Estim8r original model baseline | N/A | [7 empty] | NO | Do not use as an authoritative bid labor unit until verified against a permitted source or company production history.
EL-01668 | 26 | Grounding | Grounding & Bonding | Install Bonding jumper |  |  | EA | 0.2 | 0.2 | 0.25 | 0.3 | Electrician |  | All | Both | Layout and normal installation | Supervision; unusual access; premium time |  | Original estimating baseline; calibrate to company history |  |  | Yes | UNVERIFIED - MODEL BASELINE | Estim8r original model baseline | N/A | [7 empty] | NO | Do not use as an authoritative bid labor unit until verified against a permitted source or company production history.
EL-01669 | 26 | Grounding | Grounding & Bonding | Install Exothermic weld |  |  | EA | 0.75 | 0.75 | 0.938 | 1.125 | Electrician |  | All | Both | Layout and normal installation | Supervision; unusual access; premium time |  | Original estimating baseline; calibrate to company history |  |  | Yes | UNVERIFIED - MODEL BASELINE | Estim8r original model baseline | N/A | [7 empty] | NO | Do not use as an authoritative bid labor unit until verified against a permitted source or company production history.
EL-01670 | 26 | Grounding | Grounding & Bonding | Install Mechanical grounding connection |  |  | EA | 0.18 | 0.18 | 0.225 | 0.27 | Electrician |  | All | Both | Layout and normal installation | Supervision; unusual access; premium time |  | Original estimating baseline; calibrate to company history |  |  | Yes | UNVERIFIED - MODEL BASELINE | Estim8r original model baseline | N/A | [7 empty] | NO | Do not use as an authoritative bid labor unit until verified against a permitted source or company production history.
EL-01671 | 26 | Grounding | Grounding & Bonding | Install Equipment bonding conductor termination |  |  | LF | 0.12 | 0.12 | 0.15 | 0.18 | Electrician |  | All | Both | Layout and normal installation | Supervision; unusual access; premium time |  | Original estimating baseline; calibrate to company history |  |  | Yes | UNVERIFIED - MODEL BASELINE | Estim8r original model baseline | N/A | [7 empty] | NO | Do not use as an authoritative bid labor unit until verified against a permitted source or company production history.
EL-01672 | 26 | Motors | Motor Connections | Terminate/connect motor | 1 HP | Motor | EA | 0.8 | 0.8 | 1 | 1.2 | Electrician |  | All | Both | Layout and normal installation | Supervision; unusual access; premium time |  | Original estimating baseline; calibrate to company history |  |  | Yes | UNVERIFIED - MODEL BASELINE | Estim8r original model baseline | N/A | [7 empty] | NO | Do not use as an authoritative bid labor unit until verified against a permitted source or company production history.
EL-01673 | 26 | Motors | Motor Connections | Terminate/connect motor | 5 HP | Motor | EA | 1 | 1 | 1.25 | 1.5 | Electrician |  | All | Both | Layout and normal installation | Supervision; unusual access; premium time |  | Original estimating baseline; calibrate to company history |  |  | Yes | UNVERIFIED - MODEL BASELINE | Estim8r original model baseline | N/A | [7 empty] | NO | Do not use as an authoritative bid labor unit until verified against a permitted source or company production history.
EL-01674 | 26 | Motors | Motor Connections | Terminate/connect motor | 10 HP | Motor | EA | 1.2 | 1.2 | 1.5 | 1.8 | Electrician |  | All | Both | Layout and normal installation | Supervision; unusual access; premium time |  | Original estimating baseline; calibrate to company history |  |  | Yes | UNVERIFIED - MODEL BASELINE | Estim8r original model baseline | N/A | [7 empty] | NO | Do not use as an authoritative bid labor unit until verified against a permitted source or company production history.
EL-01675 | 26 | Motors | Motor Connections | Terminate/connect motor | 25 HP | Motor | EA | 1.6 | 1.6 | 2 | 2.4 | Electrician |  | All | Both | Layout and normal installation | Supervision; unusual access; premium time |  | Original estimating baseline; calibrate to company history |  |  | Yes | UNVERIFIED - MODEL BASELINE | Estim8r original model baseline | N/A | [7 empty] | NO | Do not use as an authoritative bid labor unit until verified against a permitted source or company production history.
EL-01676 | 26 | Motors | Motor Connections | Terminate/connect motor | 50 HP | Motor | EA | 2 | 2 | 2.5 | 3 | Electrician |  | All | Both | Layout and normal installation | Supervision; unusual access; premium time |  | Original estimating baseline; calibrate to company history |  |  | Yes | UNVERIFIED - MODEL BASELINE | Estim8r original model baseline | N/A | [7 empty] | NO | Do not use as an authoritative bid labor unit until verified against a permitted source or company production history.
EL-01677 | 26 | Motors | Motor Connections | Terminate/connect motor | 100 HP | Motor | EA | 3 | 3 | 3.75 | 4.5 | Electrician |  | All | Both | Layout and normal installation | Supervision; unusual access; premium time |  | Original estimating baseline; calibrate to company history |  |  | Yes | UNVERIFIED - MODEL BASELINE | Estim8r original model baseline | N/A | [7 empty] | NO | Do not use as an authoritative bid labor unit until verified against a permitted source or company production history.
EL-01678 | 26 | Motors | Motor Connections | Terminate/connect motor | 200 HP | Motor | EA | 4.5 | 4.5 | 5.625 | 6.75 | Electrician |  | All | Both | Layout and normal installation | Supervision; unusual access; premium time |  | Original estimating baseline; calibrate to company history |  |  | Yes | UNVERIFIED - MODEL BASELINE | Estim8r original model baseline | N/A | [7 empty] | NO | Do not use as an authoritative bid labor unit until verified against a permitted source or company production history.
EL-01679 | 26 | Motors | Motor Connections | Terminate/connect motor | 500 HP | Motor | EA | 7 | 7 | 8.75 | 10.5 | Electrician |  | All | Both | Layout and normal installation | Supervision; unusual access; premium time |  | Original estimating baseline; calibrate to company history |  |  | Yes | UNVERIFIED - MODEL BASELINE | Estim8r original model baseline | N/A | [7 empty] | NO | Do not use as an authoritative bid labor unit until verified against a permitted source or company production history.
EL-01680 | 26 | Motor Control | Starters/Drives | Install NEMA starter | Small | NEMA starter | EA | 1.5 | 1.5 | 1.875 | 2.25 | Electrician |  | All | Both | Layout and normal installation | Supervision; unusual access; premium time |  | Original estimating baseline; calibrate to company history |  |  | Yes | UNVERIFIED - MODEL BASELINE | Estim8r original model baseline | N/A | [7 empty] | NO | Do not use as an authoritative bid labor unit until verified against a permitted source or company production history.
EL-01681 | 26 | Motor Control | Starters/Drives | Install NEMA starter | Medium | NEMA starter | EA | 2.5 | 2.5 | 3.125 | 3.75 | Electrician |  | All | Both | Layout and normal installation | Supervision; unusual access; premium time |  | Original estimating baseline; calibrate to company history |  |  | Yes | UNVERIFIED - MODEL BASELINE | Estim8r original model baseline | N/A | [7 empty] | NO | Do not use as an authoritative bid labor unit until verified against a permitted source or company production history.
EL-01682 | 26 | Motor Control | Starters/Drives | Install NEMA starter | Large | NEMA starter | EA | 4.5 | 4.5 | 5.625 | 6.75 | Electrician |  | All | Both | Layout and normal installation | Supervision; unusual access; premium time |  | Original estimating baseline; calibrate to company history |  |  | Yes | UNVERIFIED - MODEL BASELINE | Estim8r original model baseline | N/A | [7 empty] | NO | Do not use as an authoritative bid labor unit until verified against a permitted source or company production history.
EL-01683 | 26 | Motor Control | Starters/Drives | Install IEC starter | Small | IEC starter | EA | 1.35 | 1.35 | 1.688 | 2.025 | Electrician |  | All | Both | Layout and normal installation | Supervision; unusual access; premium time |  | Original estimating baseline; calibrate to company history |  |  | Yes | UNVERIFIED - MODEL BASELINE | Estim8r original model baseline | N/A | [7 empty] | NO | Do not use as an authoritative bid labor unit until verified against a permitted source or company production history.
EL-01684 | 26 | Motor Control | Starters/Drives | Install IEC starter | Medium | IEC starter | EA | 2.25 | 2.25 | 2.812 | 3.375 | Electrician |  | All | Both | Layout and normal installation | Supervision; unusual access; premium time |  | Original estimating baseline; calibrate to company history |  |  | Yes | UNVERIFIED - MODEL BASELINE | Estim8r original model baseline | N/A | [7 empty] | NO | Do not use as an authoritative bid labor unit until verified against a permitted source or company production history.
EL-01685 | 26 | Motor Control | Starters/Drives | Install IEC starter | Large | IEC starter | EA | 4.05 | 4.05 | 5.062 | 6.075 | Electrician |  | All | Both | Layout and normal installation | Supervision; unusual access; premium time |  | Original estimating baseline; calibrate to company history |  |  | Yes | UNVERIFIED - MODEL BASELINE | Estim8r original model baseline | N/A | [7 empty] | NO | Do not use as an authoritative bid labor unit until verified against a permitted source or company production history.
EL-01686 | 26 | Motor Control | Starters/Drives | Install VFD | Small | VFD | EA | 1.95 | 1.95 | 2.438 | 2.925 | Electrician |  | All | Both | Layout and normal installation | Supervision; unusual access; premium time |  | Original estimating baseline; calibrate to company history |  |  | Yes | UNVERIFIED - MODEL BASELINE | Estim8r original model baseline | N/A | [7 empty] | NO | Do not use as an authoritative bid labor unit until verified against a permitted source or company production history.
EL-01687 | 26 | Motor Control | Starters/Drives | Install VFD | Medium | VFD | EA | 3.25 | 3.25 | 4.062 | 4.875 | Electrician |  | All | Both | Layout and normal installation | Supervision; unusual access; premium time |  | Original estimating baseline; calibrate to company history |  |  | Yes | UNVERIFIED - MODEL BASELINE | Estim8r original model baseline | N/A | [7 empty] | NO | Do not use as an authoritative bid labor unit until verified against a permitted source or company production history.
EL-01688 | 26 | Motor Control | Starters/Drives | Install VFD | Large | VFD | EA | 5.85 | 5.85 | 7.313 | 8.775 | Electrician |  | All | Both | Layout and normal installation | Supervision; unusual access; premium time |  | Original estimating baseline; calibrate to company history |  |  | Yes | UNVERIFIED - MODEL BASELINE | Estim8r original model baseline | N/A | [7 empty] | NO | Do not use as an authoritative bid labor unit until verified against a permitted source or company production history.
EL-01689 | 26 | Motor Control | Starters/Drives | Install Soft starter | Small | Soft starter | EA | 1.8 | 1.8 | 2.25 | 2.7 | Electrician |  | All | Both | Layout and normal installation | Supervision; unusual access; premium time |  | Original estimating baseline; calibrate to company history |  |  | Yes | UNVERIFIED - MODEL BASELINE | Estim8r original model baseline | N/A | [7 empty] | NO | Do not use as an authoritative bid labor unit until verified against a permitted source or company production history.
EL-01690 | 26 | Motor Control | Starters/Drives | Install Soft starter | Medium | Soft starter | EA | 3 | 3 | 3.75 | 4.5 | Electrician |  | All | Both | Layout and normal installation | Supervision; unusual access; premium time |  | Original estimating baseline; calibrate to company history |  |  | Yes | UNVERIFIED - MODEL BASELINE | Estim8r original model baseline | N/A | [7 empty] | NO | Do not use as an authoritative bid labor unit until verified against a permitted source or company production history.
EL-01691 | 26 | Motor Control | Starters/Drives | Install Soft starter | Large | Soft starter | EA | 5.4 | 5.4 | 6.75 | 8.1 | Electrician |  | All | Both | Layout and normal installation | Supervision; unusual access; premium time |  | Original estimating baseline; calibrate to company history |  |  | Yes | UNVERIFIED - MODEL BASELINE | Estim8r original model baseline | N/A | [7 empty] | NO | Do not use as an authoritative bid labor unit until verified against a permitted source or company production history.
EL-01692 | 26 | Motor Control | Starters/Drives | Install Combination starter | Small | Combination starter | EA | 2.025 | 2.025 | 2.531 | 3.038 | Electrician |  | All | Both | Layout and normal installation | Supervision; unusual access; premium time |  | Original estimating baseline; calibrate to company history |  |  | Yes | UNVERIFIED - MODEL BASELINE | Estim8r original model baseline | N/A | [7 empty] | NO | Do not use as an authoritative bid labor unit until verified against a permitted source or company production history.
EL-01693 | 26 | Motor Control | Starters/Drives | Install Combination starter | Medium | Combination starter | EA | 3.375 | 3.375 | 4.219 | 5.062 | Electrician |  | All | Both | Layout and normal installation | Supervision; unusual access; premium time |  | Original estimating baseline; calibrate to company history |  |  | Yes | UNVERIFIED - MODEL BASELINE | Estim8r original model baseline | N/A | [7 empty] | NO | Do not use as an authoritative bid labor unit until verified against a permitted source or company production history.
EL-01694 | 26 | Motor Control | Starters/Drives | Install Combination starter | Large | Combination starter | EA | 6.075 | 6.075 | 7.594 | 9.113 | Electrician |  | All | Both | Layout and normal installation | Supervision; unusual access; premium time |  | Original estimating baseline; calibrate to company history |  |  | Yes | UNVERIFIED - MODEL BASELINE | Estim8r original model baseline | N/A | [7 empty] | NO | Do not use as an authoritative bid labor unit until verified against a permitted source or company production history.
EL-01695 | 26 | Motor Control | MCC | Install MCC section |  | MCC | EA | 8 | 8 | 10 | 12 | Industrial electrician crew |  | All | Both | Layout and normal installation | Supervision; unusual access; premium time |  | Original estimating baseline; calibrate to company history |  |  | Yes | UNVERIFIED - MODEL BASELINE | Estim8r original model baseline | N/A | [7 empty] | NO | Do not use as an authoritative bid labor unit until verified against a permitted source or company production history.
EL-01696 | 26 | Motor Control | MCC | Install MCC bucket |  | MCC | EA | 1.5 | 1.5 | 1.875 | 2.25 | Industrial electrician crew |  | All | Both | Layout and normal installation | Supervision; unusual access; premium time |  | Original estimating baseline; calibrate to company history |  |  | Yes | UNVERIFIED - MODEL BASELINE | Estim8r original model baseline | N/A | [7 empty] | NO | Do not use as an authoritative bid labor unit until verified against a permitted source or company production history.
EL-01697 | 26 | Motor Control | MCC | Install MCC feeder termination |  | MCC | EA | 1 | 1 | 1.25 | 1.5 | Industrial electrician crew |  | All | Both | Layout and normal installation | Supervision; unusual access; premium time |  | Original estimating baseline; calibrate to company history |  |  | Yes | UNVERIFIED - MODEL BASELINE | Estim8r original model baseline | N/A | [7 empty] | NO | Do not use as an authoritative bid labor unit until verified against a permitted source or company production history.
EL-01698 | 26 | Motor Control | MCC | Install MCC control termination |  | MCC | EA | 0.25 | 0.25 | 0.312 | 0.375 | Industrial electrician crew |  | All | Both | Layout and normal installation | Supervision; unusual access; premium time |  | Original estimating baseline; calibrate to company history |  |  | Yes | UNVERIFIED - MODEL BASELINE | Estim8r original model baseline | N/A | [7 empty] | NO | Do not use as an authoritative bid labor unit until verified against a permitted source or company production history.
EL-01699 | 25 | Automation | PLC/Controls | Install/terminate PLC rack/chassis |  | PLC rack/chassis | EA | 3 | 3 | 3.75 | 4.5 | Controls electrician |  | All | Both | Layout and normal installation | Supervision; unusual access; premium time |  | Original estimating baseline; calibrate to company history |  |  | Yes | UNVERIFIED - MODEL BASELINE | Estim8r original model baseline | N/A | [7 empty] | NO | Do not use as an authoritative bid labor unit until verified against a permitted source or company production history.
EL-01700 | 25 | Automation | PLC/Controls | Install/terminate PLC power supply |  | PLC power supply | EA | 0.5 | 0.5 | 0.625 | 0.75 | Controls electrician |  | All | Both | Layout and normal installation | Supervision; unusual access; premium time |  | Original estimating baseline; calibrate to company history |  |  | Yes | UNVERIFIED - MODEL BASELINE | Estim8r original model baseline | N/A | [7 empty] | NO | Do not use as an authoritative bid labor unit until verified against a permitted source or company production history.
EL-01701 | 25 | Automation | PLC/Controls | Install/terminate PLC CPU |  | PLC CPU | EA | 0.5 | 0.5 | 0.625 | 0.75 | Controls electrician |  | All | Both | Layout and normal installation | Supervision; unusual access; premium time |  | Original estimating baseline; calibrate to company history |  |  | Yes | UNVERIFIED - MODEL BASELINE | Estim8r original model baseline | N/A | [7 empty] | NO | Do not use as an authoritative bid labor unit until verified against a permitted source or company production history.
EL-01702 | 25 | Automation | PLC/Controls | Install/terminate Digital I/O module |  | Digital I/O module | EA | 0.35 | 0.35 | 0.438 | 0.525 | Controls electrician |  | All | Both | Layout and normal installation | Supervision; unusual access; premium time |  | Original estimating baseline; calibrate to company history |  |  | Yes | UNVERIFIED - MODEL BASELINE | Estim8r original model baseline | N/A | [7 empty] | NO | Do not use as an authoritative bid labor unit until verified against a permitted source or company production history.
EL-01703 | 25 | Automation | PLC/Controls | Install/terminate Analog I/O module |  | Analog I/O module | EA | 0.45 | 0.45 | 0.562 | 0.675 | Controls electrician |  | All | Both | Layout and normal installation | Supervision; unusual access; premium time |  | Original estimating baseline; calibrate to company history |  |  | Yes | UNVERIFIED - MODEL BASELINE | Estim8r original model baseline | N/A | [7 empty] | NO | Do not use as an authoritative bid labor unit until verified against a permitted source or company production history.
EL-01704 | 25 | Automation | PLC/Controls | Install/terminate Remote I/O panel |  | Remote I/O panel | EA | 3 | 3 | 3.75 | 4.5 | Controls electrician |  | All | Both | Layout and normal installation | Supervision; unusual access; premium time |  | Original estimating baseline; calibrate to company history |  |  | Yes | UNVERIFIED - MODEL BASELINE | Estim8r original model baseline | N/A | [7 empty] | NO | Do not use as an authoritative bid labor unit until verified against a permitted source or company production history.
EL-01705 | 25 | Automation | PLC/Controls | Install/terminate HMI |  | HMI | EA | 1.5 | 1.5 | 1.875 | 2.25 | Controls electrician |  | All | Both | Layout and normal installation | Supervision; unusual access; premium time |  | Original estimating baseline; calibrate to company history |  |  | Yes | UNVERIFIED - MODEL BASELINE | Estim8r original model baseline | N/A | [7 empty] | NO | Do not use as an authoritative bid labor unit until verified against a permitted source or company production history.
EL-01706 | 25 | Automation | PLC/Controls | Install/terminate Industrial Ethernet switch |  | Industrial Ethernet switch | EA | 1 | 1 | 1.25 | 1.5 | Controls electrician |  | All | Both | Layout and normal installation | Supervision; unusual access; premium time |  | Original estimating baseline; calibrate to company history |  |  | Yes | UNVERIFIED - MODEL BASELINE | Estim8r original model baseline | N/A | [7 empty] | NO | Do not use as an authoritative bid labor unit until verified against a permitted source or company production history.
EL-01707 | 25 | Automation | PLC/Controls | Install/terminate Control relay |  | Control relay | EA | 0.25 | 0.25 | 0.312 | 0.375 | Controls electrician |  | All | Both | Layout and normal installation | Supervision; unusual access; premium time |  | Original estimating baseline; calibrate to company history |  |  | Yes | UNVERIFIED - MODEL BASELINE | Estim8r original model baseline | N/A | [7 empty] | NO | Do not use as an authoritative bid labor unit until verified against a permitted source or company production history.
EL-01708 | 25 | Automation | PLC/Controls | Install/terminate Terminal block |  | Terminal block | EA | 0.08 | 0.08 | 0.1 | 0.12 | Controls electrician |  | All | Both | Layout and normal installation | Supervision; unusual access; premium time |  | Original estimating baseline; calibrate to company history |  |  | Yes | UNVERIFIED - MODEL BASELINE | Estim8r original model baseline | N/A | [7 empty] | NO | Do not use as an authoritative bid labor unit until verified against a permitted source or company production history.
EL-01709 | 25 | Automation | PLC/Controls | Install/terminate Control panel |  | Control panel | EA | 4 | 4 | 5 | 6 | Controls electrician |  | All | Both | Layout and normal installation | Supervision; unusual access; premium time |  | Original estimating baseline; calibrate to company history |  |  | Yes | UNVERIFIED - MODEL BASELINE | Estim8r original model baseline | N/A | [7 empty] | NO | Do not use as an authoritative bid labor unit until verified against a permitted source or company production history.
EL-01710 | 25 | Automation | PLC/Controls | Install/terminate Instrument transmitter |  | Instrument transmitter | EA | 0.8 | 0.8 | 1 | 1.2 | Controls electrician |  | All | Both | Layout and normal installation | Supervision; unusual access; premium time |  | Original estimating baseline; calibrate to company history |  |  | Yes | UNVERIFIED - MODEL BASELINE | Estim8r original model baseline | N/A | [7 empty] | NO | Do not use as an authoritative bid labor unit until verified against a permitted source or company production history.
EL-01711 | 25 | Automation | PLC/Controls | Install/terminate Proximity sensor |  | Proximity sensor | EA | 0.55 | 0.55 | 0.688 | 0.825 | Controls electrician |  | All | Both | Layout and normal installation | Supervision; unusual access; premium time |  | Original estimating baseline; calibrate to company history |  |  | Yes | UNVERIFIED - MODEL BASELINE | Estim8r original model baseline | N/A | [7 empty] | NO | Do not use as an authoritative bid labor unit until verified against a permitted source or company production history.
EL-01712 | 25 | Automation | PLC/Controls | Install/terminate Photoeye |  | Photoeye | EA | 0.55 | 0.55 | 0.688 | 0.825 | Controls electrician |  | All | Both | Layout and normal installation | Supervision; unusual access; premium time |  | Original estimating baseline; calibrate to company history |  |  | Yes | UNVERIFIED - MODEL BASELINE | Estim8r original model baseline | N/A | [7 empty] | NO | Do not use as an authoritative bid labor unit until verified against a permitted source or company production history.
EL-01713 | 25 | Automation | PLC/Controls | Install/terminate Limit switch |  | Limit switch | EA | 0.5 | 0.5 | 0.625 | 0.75 | Controls electrician |  | All | Both | Layout and normal installation | Supervision; unusual access; premium time |  | Original estimating baseline; calibrate to company history |  |  | Yes | UNVERIFIED - MODEL BASELINE | Estim8r original model baseline | N/A | [7 empty] | NO | Do not use as an authoritative bid labor unit until verified against a permitted source or company production history.
EL-01714 | 25 | Automation | PLC/Controls | Install/terminate E-stop station |  | E-stop station | EA | 0.55 | 0.55 | 0.688 | 0.825 | Controls electrician |  | All | Both | Layout and normal installation | Supervision; unusual access; premium time |  | Original estimating baseline; calibrate to company history |  |  | Yes | UNVERIFIED - MODEL BASELINE | Estim8r original model baseline | N/A | [7 empty] | NO | Do not use as an authoritative bid labor unit until verified against a permitted source or company production history.
EL-01715 | 25 | Automation | PLC/Controls | Install/terminate Pushbutton station |  | Pushbutton station | EA | 0.65 | 0.65 | 0.812 | 0.975 | Controls electrician |  | All | Both | Layout and normal installation | Supervision; unusual access; premium time |  | Original estimating baseline; calibrate to company history |  |  | Yes | UNVERIFIED - MODEL BASELINE | Estim8r original model baseline | N/A | [7 empty] | NO | Do not use as an authoritative bid labor unit until verified against a permitted source or company production history.
EL-01716 | 25 | Automation | Testing/Commissioning | Control wire pull |  |  | LF | 0.007 | 0.007 | 0.009 | 0.011 | Controls electrician |  | All | Both | Layout and normal installation | Supervision; unusual access; premium time |  | Original estimating baseline; calibrate to company history |  |  | Yes | UNVERIFIED - MODEL BASELINE | Estim8r original model baseline | N/A | [7 empty] | NO | Do not use as an authoritative bid labor unit until verified against a permitted source or company production history.
EL-01717 | 25 | Automation | Testing/Commissioning | Control wire termination |  |  | EA | 0.08 | 0.08 | 0.1 | 0.12 | Controls electrician |  | All | Both | Layout and normal installation | Supervision; unusual access; premium time |  | Original estimating baseline; calibrate to company history |  |  | Yes | UNVERIFIED - MODEL BASELINE | Estim8r original model baseline | N/A | [7 empty] | NO | Do not use as an authoritative bid labor unit until verified against a permitted source or company production history.
EL-01718 | 25 | Automation | Testing/Commissioning | I/O point checkout |  |  | EA | 0.12 | 0.12 | 0.15 | 0.18 | Controls electrician |  | All | Both | Layout and normal installation | Supervision; unusual access; premium time |  | Original estimating baseline; calibrate to company history |  |  | Yes | UNVERIFIED - MODEL BASELINE | Estim8r original model baseline | N/A | [7 empty] | NO | Do not use as an authoritative bid labor unit until verified against a permitted source or company production history.
EL-01719 | 25 | Automation | Testing/Commissioning | Loop check |  |  | EA | 0.25 | 0.25 | 0.312 | 0.375 | Controls electrician |  | All | Both | Layout and normal installation | Supervision; unusual access; premium time |  | Original estimating baseline; calibrate to company history |  |  | Yes | UNVERIFIED - MODEL BASELINE | Estim8r original model baseline | N/A | [7 empty] | NO | Do not use as an authoritative bid labor unit until verified against a permitted source or company production history.
EL-01720 | 25 | Automation | Testing/Commissioning | PLC point-to-point test |  |  | EA | 0.18 | 0.18 | 0.225 | 0.27 | Controls electrician |  | All | Both | Layout and normal installation | Supervision; unusual access; premium time |  | Original estimating baseline; calibrate to company history |  |  | Yes | UNVERIFIED - MODEL BASELINE | Estim8r original model baseline | N/A | [7 empty] | NO | Do not use as an authoritative bid labor unit until verified against a permitted source or company production history.
EL-01721 | 25 | Automation | Testing/Commissioning | VFD startup support |  |  | EA | 1 | 1 | 1.25 | 1.5 | Controls electrician |  | All | Both | Layout and normal installation | Supervision; unusual access; premium time |  | Original estimating baseline; calibrate to company history |  |  | Yes | UNVERIFIED - MODEL BASELINE | Estim8r original model baseline | N/A | [7 empty] | NO | Do not use as an authoritative bid labor unit until verified against a permitted source or company production history.
EL-01722 | 27 | Communications | Copper Cabling | Install Cat5e UTP |  | Cat5e UTP | LF | 0.018 | 0.018 | 0.022 | 0.027 | Low-voltage technician |  | All | Both | Layout and normal installation | Supervision; unusual access; premium time |  | Original estimating baseline; calibrate to company history |  |  | Yes | UNVERIFIED - MODEL BASELINE | Estim8r original model baseline | N/A | [7 empty] | NO | Do not use as an authoritative bid labor unit until verified against a permitted source or company production history.
EL-01723 | 27 | Communications | Copper Cabling | Install Cat6 UTP |  | Cat6 UTP | LF | 0.02 | 0.02 | 0.025 | 0.03 | Low-voltage technician |  | All | Both | Layout and normal installation | Supervision; unusual access; premium time |  | Original estimating baseline; calibrate to company history |  |  | Yes | UNVERIFIED - MODEL BASELINE | Estim8r original model baseline | N/A | [7 empty] | NO | Do not use as an authoritative bid labor unit until verified against a permitted source or company production history.
EL-01724 | 27 | Communications | Copper Cabling | Install Cat6A UTP |  | Cat6A UTP | LF | 0.024 | 0.024 | 0.03 | 0.036 | Low-voltage technician |  | All | Both | Layout and normal installation | Supervision; unusual access; premium time |  | Original estimating baseline; calibrate to company history |  |  | Yes | UNVERIFIED - MODEL BASELINE | Estim8r original model baseline | N/A | [7 empty] | NO | Do not use as an authoritative bid labor unit until verified against a permitted source or company production history.
EL-01725 | 27 | Communications | Copper Cabling | Install Shielded data cable |  | Shielded data cable | LF | 0.028 | 0.028 | 0.035 | 0.042 | Low-voltage technician |  | All | Both | Layout and normal installation | Supervision; unusual access; premium time |  | Original estimating baseline; calibrate to company history |  |  | Yes | UNVERIFIED - MODEL BASELINE | Estim8r original model baseline | N/A | [7 empty] | NO | Do not use as an authoritative bid labor unit until verified against a permitted source or company production history.
EL-01726 | 27 | Communications | Copper Cabling | Install Coax RG6 |  | Coax RG6 | LF | 0.02 | 0.02 | 0.025 | 0.03 | Low-voltage technician |  | All | Both | Layout and normal installation | Supervision; unusual access; premium time |  | Original estimating baseline; calibrate to company history |  |  | Yes | UNVERIFIED - MODEL BASELINE | Estim8r original model baseline | N/A | [7 empty] | NO | Do not use as an authoritative bid labor unit until verified against a permitted source or company production history.
EL-01727 | 27 | Communications | Copper Cabling | Install Speaker cable |  | Speaker cable | LF | 0.018 | 0.018 | 0.022 | 0.027 | Low-voltage technician |  | All | Both | Layout and normal installation | Supervision; unusual access; premium time |  | Original estimating baseline; calibrate to company history |  |  | Yes | UNVERIFIED - MODEL BASELINE | Estim8r original model baseline | N/A | [7 empty] | NO | Do not use as an authoritative bid labor unit until verified against a permitted source or company production history.
EL-01728 | 27 | Communications | Copper Cabling | Install RS-485 cable |  | RS-485 cable | LF | 0.02 | 0.02 | 0.025 | 0.03 | Low-voltage technician |  | All | Both | Layout and normal installation | Supervision; unusual access; premium time |  | Original estimating baseline; calibrate to company history |  |  | Yes | UNVERIFIED - MODEL BASELINE | Estim8r original model baseline | N/A | [7 empty] | NO | Do not use as an authoritative bid labor unit until verified against a permitted source or company production history.
EL-01729 | 27 | Communications | Data Equipment | Install/terminate RJ45 jack Cat6 |  | RJ45 jack Cat6 | EA | 0.18 | 0.18 | 0.225 | 0.27 | Low-voltage technician |  | All | Both | Layout and normal installation | Supervision; unusual access; premium time |  | Original estimating baseline; calibrate to company history |  |  | Yes | UNVERIFIED - MODEL BASELINE | Estim8r original model baseline | N/A | [7 empty] | NO | Do not use as an authoritative bid labor unit until verified against a permitted source or company production history.
EL-01730 | 27 | Communications | Data Equipment | Install/terminate RJ45 jack Cat6A |  | RJ45 jack Cat6A | EA | 0.22 | 0.22 | 0.275 | 0.33 | Low-voltage technician |  | All | Both | Layout and normal installation | Supervision; unusual access; premium time |  | Original estimating baseline; calibrate to company history |  |  | Yes | UNVERIFIED - MODEL BASELINE | Estim8r original model baseline | N/A | [7 empty] | NO | Do not use as an authoritative bid labor unit until verified against a permitted source or company production history.
EL-01731 | 27 | Communications | Data Equipment | Install/terminate Patch panel port |  | Patch panel port | EA | 0.14 | 0.14 | 0.175 | 0.21 | Low-voltage technician |  | All | Both | Layout and normal installation | Supervision; unusual access; premium time |  | Original estimating baseline; calibrate to company history |  |  | Yes | UNVERIFIED - MODEL BASELINE | Estim8r original model baseline | N/A | [7 empty] | NO | Do not use as an authoritative bid labor unit until verified against a permitted source or company production history.
EL-01732 | 27 | Communications | Data Equipment | Install/terminate Patch panel |  | Patch panel | EA | 0.75 | 0.75 | 0.938 | 1.125 | Low-voltage technician |  | All | Both | Layout and normal installation | Supervision; unusual access; premium time |  | Original estimating baseline; calibrate to company history |  |  | Yes | UNVERIFIED - MODEL BASELINE | Estim8r original model baseline | N/A | [7 empty] | NO | Do not use as an authoritative bid labor unit until verified against a permitted source or company production history.
EL-01733 | 27 | Communications | Data Equipment | Install/terminate Data faceplate |  | Data faceplate | EA | 0.08 | 0.08 | 0.1 | 0.12 | Low-voltage technician |  | All | Both | Layout and normal installation | Supervision; unusual access; premium time |  | Original estimating baseline; calibrate to company history |  |  | Yes | UNVERIFIED - MODEL BASELINE | Estim8r original model baseline | N/A | [7 empty] | NO | Do not use as an authoritative bid labor unit until verified against a permitted source or company production history.
EL-01734 | 27 | Communications | Data Equipment | Install/terminate Rack 2-post |  | Rack 2-post | EA | 2 | 2 | 2.5 | 3 | Low-voltage technician |  | All | Both | Layout and normal installation | Supervision; unusual access; premium time |  | Original estimating baseline; calibrate to company history |  |  | Yes | UNVERIFIED - MODEL BASELINE | Estim8r original model baseline | N/A | [7 empty] | NO | Do not use as an authoritative bid labor unit until verified against a permitted source or company production history.
EL-01735 | 27 | Communications | Data Equipment | Install/terminate Rack 4-post |  | Rack 4-post | EA | 3 | 3 | 3.75 | 4.5 | Low-voltage technician |  | All | Both | Layout and normal installation | Supervision; unusual access; premium time |  | Original estimating baseline; calibrate to company history |  |  | Yes | UNVERIFIED - MODEL BASELINE | Estim8r original model baseline | N/A | [7 empty] | NO | Do not use as an authoritative bid labor unit until verified against a permitted source or company production history.
EL-01736 | 27 | Communications | Data Equipment | Install/terminate Wall cabinet |  | Wall cabinet | EA | 2 | 2 | 2.5 | 3 | Low-voltage technician |  | All | Both | Layout and normal installation | Supervision; unusual access; premium time |  | Original estimating baseline; calibrate to company history |  |  | Yes | UNVERIFIED - MODEL BASELINE | Estim8r original model baseline | N/A | [7 empty] | NO | Do not use as an authoritative bid labor unit until verified against a permitted source or company production history.
EL-01737 | 27 | Communications | Data Equipment | Install/terminate Cable manager |  | Cable manager | EA | 0.3 | 0.3 | 0.375 | 0.45 | Low-voltage technician |  | All | Both | Layout and normal installation | Supervision; unusual access; premium time |  | Original estimating baseline; calibrate to company history |  |  | Yes | UNVERIFIED - MODEL BASELINE | Estim8r original model baseline | N/A | [7 empty] | NO | Do not use as an authoritative bid labor unit until verified against a permitted source or company production history.
EL-01738 | 27 | Communications | Data Equipment | Install/terminate Network switch physical install |  | Network switch physical install | EA | 0.75 | 0.75 | 0.938 | 1.125 | Low-voltage technician |  | All | Both | Layout and normal installation | Supervision; unusual access; premium time |  | Original estimating baseline; calibrate to company history |  |  | Yes | UNVERIFIED - MODEL BASELINE | Estim8r original model baseline | N/A | [7 empty] | NO | Do not use as an authoritative bid labor unit until verified against a permitted source or company production history.
EL-01739 | 27 | Communications | Data Equipment | Install/terminate Wireless access point |  | Wireless access point | EA | 0.75 | 0.75 | 0.938 | 1.125 | Low-voltage technician |  | All | Both | Layout and normal installation | Supervision; unusual access; premium time |  | Original estimating baseline; calibrate to company history |  |  | Yes | UNVERIFIED - MODEL BASELINE | Estim8r original model baseline | N/A | [7 empty] | NO | Do not use as an authoritative bid labor unit until verified against a permitted source or company production history.
EL-01740 | 27 | Fiber Optics | Fiber Cable | Install Indoor multimode fiber | 2-12 strand | Indoor multimode fiber | LF | 0.025 | 0.025 | 0.031 | 0.038 | Fiber technician | Fiber pulling tools | All | Both | Layout and normal installation | Supervision; unusual access; premium time |  | Original estimating baseline; calibrate to company history |  |  | Yes | UNVERIFIED - MODEL BASELINE | Estim8r original model baseline | N/A | [7 empty] | NO | Do not use as an authoritative bid labor unit until verified against a permitted source or company production history.
EL-01741 | 27 | Fiber Optics | Fiber Cable | Install Indoor multimode fiber | 24 strand | Indoor multimode fiber | LF | 0.02875 | 0.02875 | 0.036 | 0.043 | Fiber technician | Fiber pulling tools | All | Both | Layout and normal installation | Supervision; unusual access; premium time |  | Original estimating baseline; calibrate to company history |  |  | Yes | UNVERIFIED - MODEL BASELINE | Estim8r original model baseline | N/A | [7 empty] | NO | Do not use as an authoritative bid labor unit until verified against a permitted source or company production history.
EL-01742 | 27 | Fiber Optics | Fiber Cable | Install Indoor multimode fiber | 48 strand | Indoor multimode fiber | LF | 0.0325 | 0.0325 | 0.041 | 0.049 | Fiber technician | Fiber pulling tools | All | Both | Layout and normal installation | Supervision; unusual access; premium time |  | Original estimating baseline; calibrate to company history |  |  | Yes | UNVERIFIED - MODEL BASELINE | Estim8r original model baseline | N/A | [7 empty] | NO | Do not use as an authoritative bid labor unit until verified against a permitted source or company production history.
EL-01743 | 27 | Fiber Optics | Fiber Cable | Install Indoor multimode fiber | 96 strand | Indoor multimode fiber | LF | 0.03875 | 0.03875 | 0.048 | 0.058 | Fiber technician | Fiber pulling tools | All | Both | Layout and normal installation | Supervision; unusual access; premium time |  | Original estimating baseline; calibrate to company history |  |  | Yes | UNVERIFIED - MODEL BASELINE | Estim8r original model baseline | N/A | [7 empty] | NO | Do not use as an authoritative bid labor unit until verified against a permitted source or company production history.
EL-01744 | 27 | Fiber Optics | Fiber Cable | Install Indoor multimode fiber | 144+ strand | Indoor multimode fiber | LF | 0.0475 | 0.0475 | 0.059 | 0.071 | Fiber technician | Fiber pulling tools | All | Both | Layout and normal installation | Supervision; unusual access; premium time |  | Original estimating baseline; calibrate to company history |  |  | Yes | UNVERIFIED - MODEL BASELINE | Estim8r original model baseline | N/A | [7 empty] | NO | Do not use as an authoritative bid labor unit until verified against a permitted source or company production history.
EL-01745 | 27 | Fiber Optics | Fiber Cable | Install Indoor singlemode fiber | 2-12 strand | Indoor singlemode fiber | LF | 0.028 | 0.028 | 0.035 | 0.042 | Fiber technician | Fiber pulling tools | All | Both | Layout and normal installation | Supervision; unusual access; premium time |  | Original estimating baseline; calibrate to company history |  |  | Yes | UNVERIFIED - MODEL BASELINE | Estim8r original model baseline | N/A | [7 empty] | NO | Do not use as an authoritative bid labor unit until verified against a permitted source or company production history.
EL-01746 | 27 | Fiber Optics | Fiber Cable | Install Indoor singlemode fiber | 24 strand | Indoor singlemode fiber | LF | 0.0322 | 0.0322 | 0.04 | 0.048 | Fiber technician | Fiber pulling tools | All | Both | Layout and normal installation | Supervision; unusual access; premium time |  | Original estimating baseline; calibrate to company history |  |  | Yes | UNVERIFIED - MODEL BASELINE | Estim8r original model baseline | N/A | [7 empty] | NO | Do not use as an authoritative bid labor unit until verified against a permitted source or company production history.
EL-01747 | 27 | Fiber Optics | Fiber Cable | Install Indoor singlemode fiber | 48 strand | Indoor singlemode fiber | LF | 0.0364 | 0.0364 | 0.045 | 0.055 | Fiber technician | Fiber pulling tools | All | Both | Layout and normal installation | Supervision; unusual access; premium time |  | Original estimating baseline; calibrate to company history |  |  | Yes | UNVERIFIED - MODEL BASELINE | Estim8r original model baseline | N/A | [7 empty] | NO | Do not use as an authoritative bid labor unit until verified against a permitted source or company production history.
EL-01748 | 27 | Fiber Optics | Fiber Cable | Install Indoor singlemode fiber | 96 strand | Indoor singlemode fiber | LF | 0.0434 | 0.0434 | 0.054 | 0.065 | Fiber technician | Fiber pulling tools | All | Both | Layout and normal installation | Supervision; unusual access; premium time |  | Original estimating baseline; calibrate to company history |  |  | Yes | UNVERIFIED - MODEL BASELINE | Estim8r original model baseline | N/A | [7 empty] | NO | Do not use as an authoritative bid labor unit until verified against a permitted source or company production history.
EL-01749 | 27 | Fiber Optics | Fiber Cable | Install Indoor singlemode fiber | 144+ strand | Indoor singlemode fiber | LF | 0.0532 | 0.0532 | 0.067 | 0.08 | Fiber technician | Fiber pulling tools | All | Both | Layout and normal installation | Supervision; unusual access; premium time |  | Original estimating baseline; calibrate to company history |  |  | Yes | UNVERIFIED - MODEL BASELINE | Estim8r original model baseline | N/A | [7 empty] | NO | Do not use as an authoritative bid labor unit until verified against a permitted source or company production history.
EL-01750 | 27 | Fiber Optics | Fiber Cable | Install Outdoor loose-tube fiber | 2-12 strand | Outdoor loose-tube fiber | LF | 0.035 | 0.035 | 0.044 | 0.053 | Fiber technician | Fiber pulling tools | All | Both | Layout and normal installation | Supervision; unusual access; premium time |  | Original estimating baseline; calibrate to company history |  |  | Yes | UNVERIFIED - MODEL BASELINE | Estim8r original model baseline | N/A | [7 empty] | NO | Do not use as an authoritative bid labor unit until verified against a permitted source or company production history.
EL-01751 | 27 | Fiber Optics | Fiber Cable | Install Outdoor loose-tube fiber | 24 strand | Outdoor loose-tube fiber | LF | 0.04025 | 0.04025 | 0.05 | 0.06 | Fiber technician | Fiber pulling tools | All | Both | Layout and normal installation | Supervision; unusual access; premium time |  | Original estimating baseline; calibrate to company history |  |  | Yes | UNVERIFIED - MODEL BASELINE | Estim8r original model baseline | N/A | [7 empty] | NO | Do not use as an authoritative bid labor unit until verified against a permitted source or company production history.
EL-01752 | 27 | Fiber Optics | Fiber Cable | Install Outdoor loose-tube fiber | 48 strand | Outdoor loose-tube fiber | LF | 0.0455 | 0.0455 | 0.057 | 0.068 | Fiber technician | Fiber pulling tools | All | Both | Layout and normal installation | Supervision; unusual access; premium time |  | Original estimating baseline; calibrate to company history |  |  | Yes | UNVERIFIED - MODEL BASELINE | Estim8r original model baseline | N/A | [7 empty] | NO | Do not use as an authoritative bid labor unit until verified against a permitted source or company production history.
EL-01753 | 27 | Fiber Optics | Fiber Cable | Install Outdoor loose-tube fiber | 96 strand | Outdoor loose-tube fiber | LF | 0.05425 | 0.05425 | 0.068 | 0.081 | Fiber technician | Fiber pulling tools | All | Both | Layout and normal installation | Supervision; unusual access; premium time |  | Original estimating baseline; calibrate to company history |  |  | Yes | UNVERIFIED - MODEL BASELINE | Estim8r original model baseline | N/A | [7 empty] | NO | Do not use as an authoritative bid labor unit until verified against a permitted source or company production history.
EL-01754 | 27 | Fiber Optics | Fiber Cable | Install Outdoor loose-tube fiber | 144+ strand | Outdoor loose-tube fiber | LF | 0.0665 | 0.0665 | 0.083 | 0.1 | Fiber technician | Fiber pulling tools | All | Both | Layout and normal installation | Supervision; unusual access; premium time |  | Original estimating baseline; calibrate to company history |  |  | Yes | UNVERIFIED - MODEL BASELINE | Estim8r original model baseline | N/A | [7 empty] | NO | Do not use as an authoritative bid labor unit until verified against a permitted source or company production history.
EL-01755 | 27 | Fiber Optics | Fiber Cable | Install Armored fiber | 2-12 strand | Armored fiber | LF | 0.04 | 0.04 | 0.05 | 0.06 | Fiber technician | Fiber pulling tools | All | Both | Layout and normal installation | Supervision; unusual access; premium time |  | Original estimating baseline; calibrate to company history |  |  | Yes | UNVERIFIED - MODEL BASELINE | Estim8r original model baseline | N/A | [7 empty] | NO | Do not use as an authoritative bid labor unit until verified against a permitted source or company production history.
EL-01756 | 27 | Fiber Optics | Fiber Cable | Install Armored fiber | 24 strand | Armored fiber | LF | 0.046 | 0.046 | 0.057 | 0.069 | Fiber technician | Fiber pulling tools | All | Both | Layout and normal installation | Supervision; unusual access; premium time |  | Original estimating baseline; calibrate to company history |  |  | Yes | UNVERIFIED - MODEL BASELINE | Estim8r original model baseline | N/A | [7 empty] | NO | Do not use as an authoritative bid labor unit until verified against a permitted source or company production history.
EL-01757 | 27 | Fiber Optics | Fiber Cable | Install Armored fiber | 48 strand | Armored fiber | LF | 0.052 | 0.052 | 0.065 | 0.078 | Fiber technician | Fiber pulling tools | All | Both | Layout and normal installation | Supervision; unusual access; premium time |  | Original estimating baseline; calibrate to company history |  |  | Yes | UNVERIFIED - MODEL BASELINE | Estim8r original model baseline | N/A | [7 empty] | NO | Do not use as an authoritative bid labor unit until verified against a permitted source or company production history.
EL-01758 | 27 | Fiber Optics | Fiber Cable | Install Armored fiber | 96 strand | Armored fiber | LF | 0.062 | 0.062 | 0.078 | 0.093 | Fiber technician | Fiber pulling tools | All | Both | Layout and normal installation | Supervision; unusual access; premium time |  | Original estimating baseline; calibrate to company history |  |  | Yes | UNVERIFIED - MODEL BASELINE | Estim8r original model baseline | N/A | [7 empty] | NO | Do not use as an authoritative bid labor unit until verified against a permitted source or company production history.
EL-01759 | 27 | Fiber Optics | Fiber Cable | Install Armored fiber | 144+ strand | Armored fiber | LF | 0.076 | 0.076 | 0.095 | 0.114 | Fiber technician | Fiber pulling tools | All | Both | Layout and normal installation | Supervision; unusual access; premium time |  | Original estimating baseline; calibrate to company history |  |  | Yes | UNVERIFIED - MODEL BASELINE | Estim8r original model baseline | N/A | [7 empty] | NO | Do not use as an authoritative bid labor unit until verified against a permitted source or company production history.
EL-01760 | 27 | Fiber Optics | Fiber Cable | Install Microduct fiber | 2-12 strand | Microduct fiber | LF | 0.03 | 0.03 | 0.037 | 0.045 | Fiber technician | Fiber pulling tools | All | Both | Layout and normal installation | Supervision; unusual access; premium time |  | Original estimating baseline; calibrate to company history |  |  | Yes | UNVERIFIED - MODEL BASELINE | Estim8r original model baseline | N/A | [7 empty] | NO | Do not use as an authoritative bid labor unit until verified against a permitted source or company production history.
EL-01761 | 27 | Fiber Optics | Fiber Cable | Install Microduct fiber | 24 strand | Microduct fiber | LF | 0.0345 | 0.0345 | 0.043 | 0.052 | Fiber technician | Fiber pulling tools | All | Both | Layout and normal installation | Supervision; unusual access; premium time |  | Original estimating baseline; calibrate to company history |  |  | Yes | UNVERIFIED - MODEL BASELINE | Estim8r original model baseline | N/A | [7 empty] | NO | Do not use as an authoritative bid labor unit until verified against a permitted source or company production history.
EL-01762 | 27 | Fiber Optics | Fiber Cable | Install Microduct fiber | 48 strand | Microduct fiber | LF | 0.039 | 0.039 | 0.049 | 0.058 | Fiber technician | Fiber pulling tools | All | Both | Layout and normal installation | Supervision; unusual access; premium time |  | Original estimating baseline; calibrate to company history |  |  | Yes | UNVERIFIED - MODEL BASELINE | Estim8r original model baseline | N/A | [7 empty] | NO | Do not use as an authoritative bid labor unit until verified against a permitted source or company production history.
EL-01763 | 27 | Fiber Optics | Fiber Cable | Install Microduct fiber | 96 strand | Microduct fiber | LF | 0.0465 | 0.0465 | 0.058 | 0.07 | Fiber technician | Fiber pulling tools | All | Both | Layout and normal installation | Supervision; unusual access; premium time |  | Original estimating baseline; calibrate to company history |  |  | Yes | UNVERIFIED - MODEL BASELINE | Estim8r original model baseline | N/A | [7 empty] | NO | Do not use as an authoritative bid labor unit until verified against a permitted source or company production history.
EL-01764 | 27 | Fiber Optics | Fiber Cable | Install Microduct fiber | 144+ strand | Microduct fiber | LF | 0.057 | 0.057 | 0.071 | 0.085 | Fiber technician | Fiber pulling tools | All | Both | Layout and normal installation | Supervision; unusual access; premium time |  | Original estimating baseline; calibrate to company history |  |  | Yes | UNVERIFIED - MODEL BASELINE | Estim8r original model baseline | N/A | [7 empty] | NO | Do not use as an authoritative bid labor unit until verified against a permitted source or company production history.
EL-01765 | 27 | Fiber Optics | Termination/Test | LC connector termination |  | Fiber optic | EA | 0.22 | 0.22 | 0.275 | 0.33 | Fiber technician | Fusion splicer/OTDR as required | All | Both | Layout and normal installation | Supervision; unusual access; premium time |  | Original estimating baseline; calibrate to company history |  |  | Yes | UNVERIFIED - MODEL BASELINE | Estim8r original model baseline | N/A | [7 empty] | NO | Do not use as an authoritative bid labor unit until verified against a permitted source or company production history.
EL-01766 | 27 | Fiber Optics | Termination/Test | SC connector termination |  | Fiber optic | EA | 0.22 | 0.22 | 0.275 | 0.33 | Fiber technician | Fusion splicer/OTDR as required | All | Both | Layout and normal installation | Supervision; unusual access; premium time |  | Original estimating baseline; calibrate to company history |  |  | Yes | UNVERIFIED - MODEL BASELINE | Estim8r original model baseline | N/A | [7 empty] | NO | Do not use as an authoritative bid labor unit until verified against a permitted source or company production history.
EL-01767 | 27 | Fiber Optics | Termination/Test | ST connector termination |  | Fiber optic | EA | 0.24 | 0.24 | 0.3 | 0.36 | Fiber technician | Fusion splicer/OTDR as required | All | Both | Layout and normal installation | Supervision; unusual access; premium time |  | Original estimating baseline; calibrate to company history |  |  | Yes | UNVERIFIED - MODEL BASELINE | Estim8r original model baseline | N/A | [7 empty] | NO | Do not use as an authoritative bid labor unit until verified against a permitted source or company production history.
EL-01768 | 27 | Fiber Optics | Termination/Test | Fusion splice |  | Fiber optic | EA | 0.12 | 0.12 | 0.15 | 0.18 | Fiber technician | Fusion splicer/OTDR as required | All | Both | Layout and normal installation | Supervision; unusual access; premium time |  | Original estimating baseline; calibrate to company history |  |  | Yes | UNVERIFIED - MODEL BASELINE | Estim8r original model baseline | N/A | [7 empty] | NO | Do not use as an authoritative bid labor unit until verified against a permitted source or company production history.
EL-01769 | 27 | Fiber Optics | Termination/Test | Mechanical splice |  | Fiber optic | EA | 0.2 | 0.2 | 0.25 | 0.3 | Fiber technician | Fusion splicer/OTDR as required | All | Both | Layout and normal installation | Supervision; unusual access; premium time |  | Original estimating baseline; calibrate to company history |  |  | Yes | UNVERIFIED - MODEL BASELINE | Estim8r original model baseline | N/A | [7 empty] | NO | Do not use as an authoritative bid labor unit until verified against a permitted source or company production history.
EL-01770 | 27 | Fiber Optics | Termination/Test | Fiber enclosure |  | Fiber optic | EA | 1 | 1 | 1.25 | 1.5 | Fiber technician | Fusion splicer/OTDR as required | All | Both | Layout and normal installation | Supervision; unusual access; premium time |  | Original estimating baseline; calibrate to company history |  |  | Yes | UNVERIFIED - MODEL BASELINE | Estim8r original model baseline | N/A | [7 empty] | NO | Do not use as an authoritative bid labor unit until verified against a permitted source or company production history.
EL-01771 | 27 | Fiber Optics | Termination/Test | Fiber patch panel |  | Fiber optic | EA | 1.2 | 1.2 | 1.5 | 1.8 | Fiber technician | Fusion splicer/OTDR as required | All | Both | Layout and normal installation | Supervision; unusual access; premium time |  | Original estimating baseline; calibrate to company history |  |  | Yes | UNVERIFIED - MODEL BASELINE | Estim8r original model baseline | N/A | [7 empty] | NO | Do not use as an authoritative bid labor unit until verified against a permitted source or company production history.
EL-01772 | 27 | Fiber Optics | Termination/Test | OTDR test per fiber |  | Fiber optic | EA | 0.12 | 0.12 | 0.15 | 0.18 | Fiber technician | Fusion splicer/OTDR as required | All | Both | Layout and normal installation | Supervision; unusual access; premium time |  | Original estimating baseline; calibrate to company history |  |  | Yes | UNVERIFIED - MODEL BASELINE | Estim8r original model baseline | N/A | [7 empty] | NO | Do not use as an authoritative bid labor unit until verified against a permitted source or company production history.
EL-01773 | 27 | Fiber Optics | Termination/Test | Power meter/light source test |  | Fiber optic | EA | 0.08 | 0.08 | 0.1 | 0.12 | Fiber technician | Fusion splicer/OTDR as required | All | Both | Layout and normal installation | Supervision; unusual access; premium time |  | Original estimating baseline; calibrate to company history |  |  | Yes | UNVERIFIED - MODEL BASELINE | Estim8r original model baseline | N/A | [7 empty] | NO | Do not use as an authoritative bid labor unit until verified against a permitted source or company production history.
EL-01774 | 28 | Life Safety | Fire Alarm | Install Fire alarm control panel |  | Fire alarm control panel | EA | 6 | 6 | 7.5 | 9 | Fire alarm technician |  | All | Both | Layout and normal installation | Supervision; unusual access; premium time |  | Original estimating baseline; calibrate to company history |  |  | Yes | UNVERIFIED - MODEL BASELINE | Estim8r original model baseline | N/A | [7 empty] | NO | Do not use as an authoritative bid labor unit until verified against a permitted source or company production history.
EL-01775 | 28 | Life Safety | Fire Alarm | Install NAC power supply |  | NAC power supply | EA | 2 | 2 | 2.5 | 3 | Fire alarm technician |  | All | Both | Layout and normal installation | Supervision; unusual access; premium time |  | Original estimating baseline; calibrate to company history |  |  | Yes | UNVERIFIED - MODEL BASELINE | Estim8r original model baseline | N/A | [7 empty] | NO | Do not use as an authoritative bid labor unit until verified against a permitted source or company production history.
EL-01776 | 28 | Life Safety | Fire Alarm | Install Smoke detector |  | Smoke detector | EA | 0.35 | 0.35 | 0.438 | 0.525 | Fire alarm technician |  | All | Both | Layout and normal installation | Supervision; unusual access; premium time |  | Original estimating baseline; calibrate to company history |  |  | Yes | UNVERIFIED - MODEL BASELINE | Estim8r original model baseline | N/A | [7 empty] | NO | Do not use as an authoritative bid labor unit until verified against a permitted source or company production history.
EL-01777 | 28 | Life Safety | Fire Alarm | Install Heat detector |  | Heat detector | EA | 0.35 | 0.35 | 0.438 | 0.525 | Fire alarm technician |  | All | Both | Layout and normal installation | Supervision; unusual access; premium time |  | Original estimating baseline; calibrate to company history |  |  | Yes | UNVERIFIED - MODEL BASELINE | Estim8r original model baseline | N/A | [7 empty] | NO | Do not use as an authoritative bid labor unit until verified against a permitted source or company production history.
EL-01778 | 28 | Life Safety | Fire Alarm | Install Duct detector |  | Duct detector | EA | 0.8 | 0.8 | 1 | 1.2 | Fire alarm technician |  | All | Both | Layout and normal installation | Supervision; unusual access; premium time |  | Original estimating baseline; calibrate to company history |  |  | Yes | UNVERIFIED - MODEL BASELINE | Estim8r original model baseline | N/A | [7 empty] | NO | Do not use as an authoritative bid labor unit until verified against a permitted source or company production history.
EL-01779 | 28 | Life Safety | Fire Alarm | Install Pull station |  | Pull station | EA | 0.45 | 0.45 | 0.562 | 0.675 | Fire alarm technician |  | All | Both | Layout and normal installation | Supervision; unusual access; premium time |  | Original estimating baseline; calibrate to company history |  |  | Yes | UNVERIFIED - MODEL BASELINE | Estim8r original model baseline | N/A | [7 empty] | NO | Do not use as an authoritative bid labor unit until verified against a permitted source or company production history.
EL-01780 | 28 | Life Safety | Fire Alarm | Install Horn/strobe |  | Horn/strobe | EA | 0.4 | 0.4 | 0.5 | 0.6 | Fire alarm technician |  | All | Both | Layout and normal installation | Supervision; unusual access; premium time |  | Original estimating baseline; calibrate to company history |  |  | Yes | UNVERIFIED - MODEL BASELINE | Estim8r original model baseline | N/A | [7 empty] | NO | Do not use as an authoritative bid labor unit until verified against a permitted source or company production history.
EL-01781 | 28 | Life Safety | Fire Alarm | Install Strobe |  | Strobe | EA | 0.35 | 0.35 | 0.438 | 0.525 | Fire alarm technician |  | All | Both | Layout and normal installation | Supervision; unusual access; premium time |  | Original estimating baseline; calibrate to company history |  |  | Yes | UNVERIFIED - MODEL BASELINE | Estim8r original model baseline | N/A | [7 empty] | NO | Do not use as an authoritative bid labor unit until verified against a permitted source or company production history.
EL-01782 | 28 | Life Safety | Fire Alarm | Install Speaker/strobe |  | Speaker/strobe | EA | 0.45 | 0.45 | 0.562 | 0.675 | Fire alarm technician |  | All | Both | Layout and normal installation | Supervision; unusual access; premium time |  | Original estimating baseline; calibrate to company history |  |  | Yes | UNVERIFIED - MODEL BASELINE | Estim8r original model baseline | N/A | [7 empty] | NO | Do not use as an authoritative bid labor unit until verified against a permitted source or company production history.
EL-01783 | 28 | Life Safety | Fire Alarm | Install Monitor module |  | Monitor module | EA | 0.4 | 0.4 | 0.5 | 0.6 | Fire alarm technician |  | All | Both | Layout and normal installation | Supervision; unusual access; premium time |  | Original estimating baseline; calibrate to company history |  |  | Yes | UNVERIFIED - MODEL BASELINE | Estim8r original model baseline | N/A | [7 empty] | NO | Do not use as an authoritative bid labor unit until verified against a permitted source or company production history.
EL-01784 | 28 | Life Safety | Fire Alarm | Install Control module |  | Control module | EA | 0.45 | 0.45 | 0.562 | 0.675 | Fire alarm technician |  | All | Both | Layout and normal installation | Supervision; unusual access; premium time |  | Original estimating baseline; calibrate to company history |  |  | Yes | UNVERIFIED - MODEL BASELINE | Estim8r original model baseline | N/A | [7 empty] | NO | Do not use as an authoritative bid labor unit until verified against a permitted source or company production history.
EL-01785 | 28 | Life Safety | Fire Alarm | Install Relay module |  | Relay module | EA | 0.4 | 0.4 | 0.5 | 0.6 | Fire alarm technician |  | All | Both | Layout and normal installation | Supervision; unusual access; premium time |  | Original estimating baseline; calibrate to company history |  |  | Yes | UNVERIFIED - MODEL BASELINE | Estim8r original model baseline | N/A | [7 empty] | NO | Do not use as an authoritative bid labor unit until verified against a permitted source or company production history.
EL-01786 | 28 | Life Safety | Fire Alarm | Install Annunciator |  | Annunciator | EA | 1.5 | 1.5 | 1.875 | 2.25 | Fire alarm technician |  | All | Both | Layout and normal installation | Supervision; unusual access; premium time |  | Original estimating baseline; calibrate to company history |  |  | Yes | UNVERIFIED - MODEL BASELINE | Estim8r original model baseline | N/A | [7 empty] | NO | Do not use as an authoritative bid labor unit until verified against a permitted source or company production history.
EL-01787 | 28 | Life Safety | Fire Alarm | Install Fire alarm cable |  | Fire alarm cable | LF | 0.02 | 0.02 | 0.025 | 0.03 | Fire alarm technician |  | All | Both | Layout and normal installation | Supervision; unusual access; premium time |  | Original estimating baseline; calibrate to company history |  |  | Yes | UNVERIFIED - MODEL BASELINE | Estim8r original model baseline | N/A | [7 empty] | NO | Do not use as an authoritative bid labor unit until verified against a permitted source or company production history.
EL-01788 | 28 | Life Safety | Fire Alarm | Install Device programming/test |  | Device programming/test | EA | 0.2 | 0.2 | 0.25 | 0.3 | Fire alarm technician |  | All | Both | Layout and normal installation | Supervision; unusual access; premium time |  | Original estimating baseline; calibrate to company history |  |  | Yes | UNVERIFIED - MODEL BASELINE | Estim8r original model baseline | N/A | [7 empty] | NO | Do not use as an authoritative bid labor unit until verified against a permitted source or company production history.
EL-01789 | 28 | Security | Access Control | Install/terminate Card reader |  | Card reader | EA | 0.65 | 0.65 | 0.812 | 0.975 | Security technician |  | All | Both | Layout and normal installation | Supervision; unusual access; premium time |  | Original estimating baseline; calibrate to company history |  |  | Yes | UNVERIFIED - MODEL BASELINE | Estim8r original model baseline | N/A | [7 empty] | NO | Do not use as an authoritative bid labor unit until verified against a permitted source or company production history.
EL-01790 | 28 | Security | Access Control | Install/terminate Keypad |  | Keypad | EA | 0.65 | 0.65 | 0.812 | 0.975 | Security technician |  | All | Both | Layout and normal installation | Supervision; unusual access; premium time |  | Original estimating baseline; calibrate to company history |  |  | Yes | UNVERIFIED - MODEL BASELINE | Estim8r original model baseline | N/A | [7 empty] | NO | Do not use as an authoritative bid labor unit until verified against a permitted source or company production history.
EL-01791 | 28 | Security | Access Control | Install/terminate Request-to-exit sensor |  | Request-to-exit sensor | EA | 0.55 | 0.55 | 0.688 | 0.825 | Security technician |  | All | Both | Layout and normal installation | Supervision; unusual access; premium time |  | Original estimating baseline; calibrate to company history |  |  | Yes | UNVERIFIED - MODEL BASELINE | Estim8r original model baseline | N/A | [7 empty] | NO | Do not use as an authoritative bid labor unit until verified against a permitted source or company production history.
EL-01792 | 28 | Security | Access Control | Install/terminate Door position switch |  | Door position switch | EA | 0.45 | 0.45 | 0.562 | 0.675 | Security technician |  | All | Both | Layout and normal installation | Supervision; unusual access; premium time |  | Original estimating baseline; calibrate to company history |  |  | Yes | UNVERIFIED - MODEL BASELINE | Estim8r original model baseline | N/A | [7 empty] | NO | Do not use as an authoritative bid labor unit until verified against a permitted source or company production history.
EL-01793 | 28 | Security | Access Control | Install/terminate Electric strike |  | Electric strike | EA | 1 | 1 | 1.25 | 1.5 | Security technician |  | All | Both | Layout and normal installation | Supervision; unusual access; premium time |  | Original estimating baseline; calibrate to company history |  |  | Yes | UNVERIFIED - MODEL BASELINE | Estim8r original model baseline | N/A | [7 empty] | NO | Do not use as an authoritative bid labor unit until verified against a permitted source or company production history.
EL-01794 | 28 | Security | Access Control | Install/terminate Maglock |  | Maglock | EA | 1.2 | 1.2 | 1.5 | 1.8 | Security technician |  | All | Both | Layout and normal installation | Supervision; unusual access; premium time |  | Original estimating baseline; calibrate to company history |  |  | Yes | UNVERIFIED - MODEL BASELINE | Estim8r original model baseline | N/A | [7 empty] | NO | Do not use as an authoritative bid labor unit until verified against a permitted source or company production history.
EL-01795 | 28 | Security | Access Control | Install/terminate Electrified panic hardware interface |  | Electrified panic hardware interface | EA | 1 | 1 | 1.25 | 1.5 | Security technician |  | All | Both | Layout and normal installation | Supervision; unusual access; premium time |  | Original estimating baseline; calibrate to company history |  |  | Yes | UNVERIFIED - MODEL BASELINE | Estim8r original model baseline | N/A | [7 empty] | NO | Do not use as an authoritative bid labor unit until verified against a permitted source or company production history.
EL-01796 | 28 | Security | Access Control | Install/terminate Door controller |  | Door controller | EA | 2 | 2 | 2.5 | 3 | Security technician |  | All | Both | Layout and normal installation | Supervision; unusual access; premium time |  | Original estimating baseline; calibrate to company history |  |  | Yes | UNVERIFIED - MODEL BASELINE | Estim8r original model baseline | N/A | [7 empty] | NO | Do not use as an authoritative bid labor unit until verified against a permitted source or company production history.
EL-01797 | 28 | Security | Access Control | Install/terminate Access control panel |  | Access control panel | EA | 3.5 | 3.5 | 4.375 | 5.25 | Security technician |  | All | Both | Layout and normal installation | Supervision; unusual access; premium time |  | Original estimating baseline; calibrate to company history |  |  | Yes | UNVERIFIED - MODEL BASELINE | Estim8r original model baseline | N/A | [7 empty] | NO | Do not use as an authoritative bid labor unit until verified against a permitted source or company production history.
EL-01798 | 28 | Security | Access Control | Install/terminate Power supply |  | Power supply | EA | 1 | 1 | 1.25 | 1.5 | Security technician |  | All | Both | Layout and normal installation | Supervision; unusual access; premium time |  | Original estimating baseline; calibrate to company history |  |  | Yes | UNVERIFIED - MODEL BASELINE | Estim8r original model baseline | N/A | [7 empty] | NO | Do not use as an authoritative bid labor unit until verified against a permitted source or company production history.
EL-01799 | 28 | Security | Access Control | Install/terminate Credential enrollment station |  | Credential enrollment station | EA | 1 | 1 | 1.25 | 1.5 | Security technician |  | All | Both | Layout and normal installation | Supervision; unusual access; premium time |  | Original estimating baseline; calibrate to company history |  |  | Yes | UNVERIFIED - MODEL BASELINE | Estim8r original model baseline | N/A | [7 empty] | NO | Do not use as an authoritative bid labor unit until verified against a permitted source or company production history.
EL-01800 | 28 | Security | Access Control | Install/terminate Access control cable |  | Access control cable | LF | 0.025 | 0.025 | 0.031 | 0.038 | Security technician |  | All | Both | Layout and normal installation | Supervision; unusual access; premium time |  | Original estimating baseline; calibrate to company history |  |  | Yes | UNVERIFIED - MODEL BASELINE | Estim8r original model baseline | N/A | [7 empty] | NO | Do not use as an authoritative bid labor unit until verified against a permitted source or company production history.
EL-01801 | 28 | Security | Access Control | Install/terminate Door composite cable |  | Door composite cable | LF | 0.035 | 0.035 | 0.044 | 0.053 | Security technician |  | All | Both | Layout and normal installation | Supervision; unusual access; premium time |  | Original estimating baseline; calibrate to company history |  |  | Yes | UNVERIFIED - MODEL BASELINE | Estim8r original model baseline | N/A | [7 empty] | NO | Do not use as an authoritative bid labor unit until verified against a permitted source or company production history.
EL-01802 | 28 | Security | Video Surveillance | Install Fixed IP camera |  | Fixed IP camera | EA | 0.8 | 0.8 | 1 | 1.2 | Security technician | Lift as required | All | Both | Layout and normal installation | Supervision; unusual access; premium time |  | Original estimating baseline; calibrate to company history |  |  | Yes | UNVERIFIED - MODEL BASELINE | Estim8r original model baseline | N/A | [7 empty] | NO | Do not use as an authoritative bid labor unit until verified against a permitted source or company production history.
EL-01803 | 28 | Security | Video Surveillance | Install Dome camera |  | Dome camera | EA | 0.85 | 0.85 | 1.062 | 1.275 | Security technician | Lift as required | All | Both | Layout and normal installation | Supervision; unusual access; premium time |  | Original estimating baseline; calibrate to company history |  |  | Yes | UNVERIFIED - MODEL BASELINE | Estim8r original model baseline | N/A | [7 empty] | NO | Do not use as an authoritative bid labor unit until verified against a permitted source or company production history.
EL-01804 | 28 | Security | Video Surveillance | Install PTZ camera |  | PTZ camera | EA | 1.5 | 1.5 | 1.875 | 2.25 | Security technician | Lift as required | All | Both | Layout and normal installation | Supervision; unusual access; premium time |  | Original estimating baseline; calibrate to company history |  |  | Yes | UNVERIFIED - MODEL BASELINE | Estim8r original model baseline | N/A | [7 empty] | NO | Do not use as an authoritative bid labor unit until verified against a permitted source or company production history.
EL-01805 | 28 | Security | Video Surveillance | Install Multi-sensor camera |  | Multi-sensor camera | EA | 1.3 | 1.3 | 1.625 | 1.95 | Security technician | Lift as required | All | Both | Layout and normal installation | Supervision; unusual access; premium time |  | Original estimating baseline; calibrate to company history |  |  | Yes | UNVERIFIED - MODEL BASELINE | Estim8r original model baseline | N/A | [7 empty] | NO | Do not use as an authoritative bid labor unit until verified against a permitted source or company production history.
EL-01806 | 28 | Security | Video Surveillance | Install LPR camera |  | LPR camera | EA | 2 | 2 | 2.5 | 3 | Security technician | Lift as required | All | Both | Layout and normal installation | Supervision; unusual access; premium time |  | Original estimating baseline; calibrate to company history |  |  | Yes | UNVERIFIED - MODEL BASELINE | Estim8r original model baseline | N/A | [7 empty] | NO | Do not use as an authoritative bid labor unit until verified against a permitted source or company production history.
EL-01807 | 28 | Security | Video Surveillance | Install Camera pole mount |  | Camera pole mount | EA | 1.2 | 1.2 | 1.5 | 1.8 | Security technician | Lift as required | All | Both | Layout and normal installation | Supervision; unusual access; premium time |  | Original estimating baseline; calibrate to company history |  |  | Yes | UNVERIFIED - MODEL BASELINE | Estim8r original model baseline | N/A | [7 empty] | NO | Do not use as an authoritative bid labor unit until verified against a permitted source or company production history.
EL-01808 | 28 | Security | Video Surveillance | Install NVR physical install |  | NVR physical install | EA | 1.2 | 1.2 | 1.5 | 1.8 | Security technician | Lift as required | All | Both | Layout and normal installation | Supervision; unusual access; premium time |  | Original estimating baseline; calibrate to company history |  |  | Yes | UNVERIFIED - MODEL BASELINE | Estim8r original model baseline | N/A | [7 empty] | NO | Do not use as an authoritative bid labor unit until verified against a permitted source or company production history.
EL-01809 | 28 | Security | Video Surveillance | Install Camera programming/aiming |  | Camera programming/aiming | EA | 0.5 | 0.5 | 0.625 | 0.75 | Security technician | Lift as required | All | Both | Layout and normal installation | Supervision; unusual access; premium time |  | Original estimating baseline; calibrate to company history |  |  | Yes | UNVERIFIED - MODEL BASELINE | Estim8r original model baseline | N/A | [7 empty] | NO | Do not use as an authoritative bid labor unit until verified against a permitted source or company production history.
EL-01810 | 28 | Security | Video Surveillance | Install Camera cable Cat6 |  | Camera cable Cat6 | LF | 0.02 | 0.02 | 0.025 | 0.03 | Security technician | Lift as required | All | Both | Layout and normal installation | Supervision; unusual access; premium time |  | Original estimating baseline; calibrate to company history |  |  | Yes | UNVERIFIED - MODEL BASELINE | Estim8r original model baseline | N/A | [7 empty] | NO | Do not use as an authoritative bid labor unit until verified against a permitted source or company production history.
EL-01811 | 28 | Security | Gate Systems | Install Gate operator |  | Gate operator | EA | 8 | 8 | 10 | 12 | Security/electrical crew |  | All | Both | Layout and normal installation | Supervision; unusual access; premium time |  | Original estimating baseline; calibrate to company history |  |  | Yes | UNVERIFIED - MODEL BASELINE | Estim8r original model baseline | N/A | [7 empty] | NO | Do not use as an authoritative bid labor unit until verified against a permitted source or company production history.
EL-01812 | 28 | Security | Gate Systems | Install Barrier arm operator |  | Barrier arm operator | EA | 6 | 6 | 7.5 | 9 | Security/electrical crew |  | All | Both | Layout and normal installation | Supervision; unusual access; premium time |  | Original estimating baseline; calibrate to company history |  |  | Yes | UNVERIFIED - MODEL BASELINE | Estim8r original model baseline | N/A | [7 empty] | NO | Do not use as an authoritative bid labor unit until verified against a permitted source or company production history.
EL-01813 | 28 | Security | Gate Systems | Install Vehicle loop detector |  | Vehicle loop detector | EA | 3 | 3 | 3.75 | 4.5 | Security/electrical crew |  | All | Both | Layout and normal installation | Supervision; unusual access; premium time |  | Original estimating baseline; calibrate to company history |  |  | Yes | UNVERIFIED - MODEL BASELINE | Estim8r original model baseline | N/A | [7 empty] | NO | Do not use as an authoritative bid labor unit until verified against a permitted source or company production history.
EL-01814 | 28 | Security | Gate Systems | Install Loop sawcut/wire |  | Loop sawcut/wire | LF | 0.06 | 0.06 | 0.075 | 0.09 | Security/electrical crew |  | All | Both | Layout and normal installation | Supervision; unusual access; premium time |  | Original estimating baseline; calibrate to company history |  |  | Yes | UNVERIFIED - MODEL BASELINE | Estim8r original model baseline | N/A | [7 empty] | NO | Do not use as an authoritative bid labor unit until verified against a permitted source or company production history.
EL-01815 | 28 | Security | Gate Systems | Install Photoeye safety sensor |  | Photoeye safety sensor | EA | 0.75 | 0.75 | 0.938 | 1.125 | Security/electrical crew |  | All | Both | Layout and normal installation | Supervision; unusual access; premium time |  | Original estimating baseline; calibrate to company history |  |  | Yes | UNVERIFIED - MODEL BASELINE | Estim8r original model baseline | N/A | [7 empty] | NO | Do not use as an authoritative bid labor unit until verified against a permitted source or company production history.
EL-01816 | 28 | Security | Gate Systems | Install Gate keypad |  | Gate keypad | EA | 0.75 | 0.75 | 0.938 | 1.125 | Security/electrical crew |  | All | Both | Layout and normal installation | Supervision; unusual access; premium time |  | Original estimating baseline; calibrate to company history |  |  | Yes | UNVERIFIED - MODEL BASELINE | Estim8r original model baseline | N/A | [7 empty] | NO | Do not use as an authoritative bid labor unit until verified against a permitted source or company production history.
EL-01817 | 28 | Security | Gate Systems | Install Gate card reader pedestal |  | Gate card reader pedestal | EA | 2 | 2 | 2.5 | 3 | Security/electrical crew |  | All | Both | Layout and normal installation | Supervision; unusual access; premium time |  | Original estimating baseline; calibrate to company history |  |  | Yes | UNVERIFIED - MODEL BASELINE | Estim8r original model baseline | N/A | [7 empty] | NO | Do not use as an authoritative bid labor unit until verified against a permitted source or company production history.
EL-01818 | 28 | Security | Gate Systems | Install Intercom station |  | Intercom station | EA | 1.2 | 1.2 | 1.5 | 1.8 | Security/electrical crew |  | All | Both | Layout and normal installation | Supervision; unusual access; premium time |  | Original estimating baseline; calibrate to company history |  |  | Yes | UNVERIFIED - MODEL BASELINE | Estim8r original model baseline | N/A | [7 empty] | NO | Do not use as an authoritative bid labor unit until verified against a permitted source or company production history.
EL-01819 | 28 | Security | Gate Systems | Install Gate controller panel |  | Gate controller panel | EA | 3 | 3 | 3.75 | 4.5 | Security/electrical crew |  | All | Both | Layout and normal installation | Supervision; unusual access; premium time |  | Original estimating baseline; calibrate to company history |  |  | Yes | UNVERIFIED - MODEL BASELINE | Estim8r original model baseline | N/A | [7 empty] | NO | Do not use as an authoritative bid labor unit until verified against a permitted source or company production history.
EL-01820 | 28 | Security | Gate Systems | Install Gate commissioning |  | Gate commissioning | EA | 2 | 2 | 2.5 | 3 | Security/electrical crew |  | All | Both | Layout and normal installation | Supervision; unusual access; premium time |  | Original estimating baseline; calibrate to company history |  |  | Yes | UNVERIFIED - MODEL BASELINE | Estim8r original model baseline | N/A | [7 empty] | NO | Do not use as an authoritative bid labor unit until verified against a permitted source or company production history.
EL-01821 | 28 | Security | Intrusion | Install Intrusion control panel |  | Intrusion control panel | EA | 3 | 3 | 3.75 | 4.5 | Security technician |  | All | Both | Layout and normal installation | Supervision; unusual access; premium time |  | Original estimating baseline; calibrate to company history |  |  | Yes | UNVERIFIED - MODEL BASELINE | Estim8r original model baseline | N/A | [7 empty] | NO | Do not use as an authoritative bid labor unit until verified against a permitted source or company production history.
EL-01822 | 28 | Security | Intrusion | Install Motion detector |  | Motion detector | EA | 0.45 | 0.45 | 0.562 | 0.675 | Security technician |  | All | Both | Layout and normal installation | Supervision; unusual access; premium time |  | Original estimating baseline; calibrate to company history |  |  | Yes | UNVERIFIED - MODEL BASELINE | Estim8r original model baseline | N/A | [7 empty] | NO | Do not use as an authoritative bid labor unit until verified against a permitted source or company production history.
EL-01823 | 28 | Security | Intrusion | Install Glassbreak detector |  | Glassbreak detector | EA | 0.45 | 0.45 | 0.562 | 0.675 | Security technician |  | All | Both | Layout and normal installation | Supervision; unusual access; premium time |  | Original estimating baseline; calibrate to company history |  |  | Yes | UNVERIFIED - MODEL BASELINE | Estim8r original model baseline | N/A | [7 empty] | NO | Do not use as an authoritative bid labor unit until verified against a permitted source or company production history.
EL-01824 | 28 | Security | Intrusion | Install Door contact |  | Door contact | EA | 0.3 | 0.3 | 0.375 | 0.45 | Security technician |  | All | Both | Layout and normal installation | Supervision; unusual access; premium time |  | Original estimating baseline; calibrate to company history |  |  | Yes | UNVERIFIED - MODEL BASELINE | Estim8r original model baseline | N/A | [7 empty] | NO | Do not use as an authoritative bid labor unit until verified against a permitted source or company production history.
EL-01825 | 28 | Security | Intrusion | Install Siren |  | Siren | EA | 0.45 | 0.45 | 0.562 | 0.675 | Security technician |  | All | Both | Layout and normal installation | Supervision; unusual access; premium time |  | Original estimating baseline; calibrate to company history |  |  | Yes | UNVERIFIED - MODEL BASELINE | Estim8r original model baseline | N/A | [7 empty] | NO | Do not use as an authoritative bid labor unit until verified against a permitted source or company production history.
EL-01826 | 28 | Security | Intrusion | Install Keypad |  | Keypad | EA | 0.55 | 0.55 | 0.688 | 0.825 | Security technician |  | All | Both | Layout and normal installation | Supervision; unusual access; premium time |  | Original estimating baseline; calibrate to company history |  |  | Yes | UNVERIFIED - MODEL BASELINE | Estim8r original model baseline | N/A | [7 empty] | NO | Do not use as an authoritative bid labor unit until verified against a permitted source or company production history.
EL-01827 | 26 | Site Lighting & Signs | Exterior | Pole base layout |  |  | EA | 0.5 | 0.5 | 0.625 | 0.75 | Electrician crew | Auger/crane/lift as required | All | Both | Layout and normal installation | Supervision; unusual access; premium time |  | Original estimating baseline; calibrate to company history |  |  | Yes | UNVERIFIED - MODEL BASELINE | Estim8r original model baseline | N/A | [7 empty] | NO | Do not use as an authoritative bid labor unit until verified against a permitted source or company production history.
EL-01828 | 26 | Site Lighting & Signs | Exterior | Excavate pole base |  |  | EA | 2 | 2 | 2.5 | 3 | Electrician crew | Auger/crane/lift as required | All | Both | Layout and normal installation | Supervision; unusual access; premium time |  | Original estimating baseline; calibrate to company history |  |  | Yes | UNVERIFIED - MODEL BASELINE | Estim8r original model baseline | N/A | [7 empty] | NO | Do not use as an authoritative bid labor unit until verified against a permitted source or company production history.
EL-01829 | 26 | Site Lighting & Signs | Exterior | Form/rebar pole base |  |  | EA | 3 | 3 | 3.75 | 4.5 | Electrician crew | Auger/crane/lift as required | All | Both | Layout and normal installation | Supervision; unusual access; premium time |  | Original estimating baseline; calibrate to company history |  |  | Yes | UNVERIFIED - MODEL BASELINE | Estim8r original model baseline | N/A | [7 empty] | NO | Do not use as an authoritative bid labor unit until verified against a permitted source or company production history.
EL-01830 | 26 | Site Lighting & Signs | Exterior | Pour pole base |  |  | EA | 1.5 | 1.5 | 1.875 | 2.25 | Electrician crew | Auger/crane/lift as required | All | Both | Layout and normal installation | Supervision; unusual access; premium time |  | Original estimating baseline; calibrate to company history |  |  | Yes | UNVERIFIED - MODEL BASELINE | Estim8r original model baseline | N/A | [7 empty] | NO | Do not use as an authoritative bid labor unit until verified against a permitted source or company production history.
EL-01831 | 26 | Site Lighting & Signs | Exterior | Set anchor bolts/template |  |  | EA | 1 | 1 | 1.25 | 1.5 | Electrician crew | Auger/crane/lift as required | All | Both | Layout and normal installation | Supervision; unusual access; premium time |  | Original estimating baseline; calibrate to company history |  |  | Yes | UNVERIFIED - MODEL BASELINE | Estim8r original model baseline | N/A | [7 empty] | NO | Do not use as an authoritative bid labor unit until verified against a permitted source or company production history.
EL-01832 | 26 | Site Lighting & Signs | Exterior | Set 10-20 ft light pole |  |  | EA | 2 | 2 | 2.5 | 3 | Electrician crew | Auger/crane/lift as required | All | Both | Layout and normal installation | Supervision; unusual access; premium time |  | Original estimating baseline; calibrate to company history |  |  | Yes | UNVERIFIED - MODEL BASELINE | Estim8r original model baseline | N/A | [7 empty] | NO | Do not use as an authoritative bid labor unit until verified against a permitted source or company production history.
EL-01833 | 26 | Site Lighting & Signs | Exterior | Set 20-30 ft light pole |  |  | EA | 3 | 3 | 3.75 | 4.5 | Electrician crew | Auger/crane/lift as required | All | Both | Layout and normal installation | Supervision; unusual access; premium time |  | Original estimating baseline; calibrate to company history |  |  | Yes | UNVERIFIED - MODEL BASELINE | Estim8r original model baseline | N/A | [7 empty] | NO | Do not use as an authoritative bid labor unit until verified against a permitted source or company production history.
EL-01834 | 26 | Site Lighting & Signs | Exterior | Set 30-40 ft light pole |  |  | EA | 4 | 4 | 5 | 6 | Electrician crew | Auger/crane/lift as required | All | Both | Layout and normal installation | Supervision; unusual access; premium time |  | Original estimating baseline; calibrate to company history |  |  | Yes | UNVERIFIED - MODEL BASELINE | Estim8r original model baseline | N/A | [7 empty] | NO | Do not use as an authoritative bid labor unit until verified against a permitted source or company production history.
EL-01835 | 26 | Site Lighting & Signs | Exterior | Set 40-60 ft light pole |  |  | EA | 6 | 6 | 7.5 | 9 | Electrician crew | Auger/crane/lift as required | All | Both | Layout and normal installation | Supervision; unusual access; premium time |  | Original estimating baseline; calibrate to company history |  |  | Yes | UNVERIFIED - MODEL BASELINE | Estim8r original model baseline | N/A | [7 empty] | NO | Do not use as an authoritative bid labor unit until verified against a permitted source or company production history.
EL-01836 | 26 | Site Lighting & Signs | Exterior | Install pole-top luminaire |  |  | EA | 1 | 1 | 1.25 | 1.5 | Electrician crew | Auger/crane/lift as required | All | Both | Layout and normal installation | Supervision; unusual access; premium time |  | Original estimating baseline; calibrate to company history |  |  | Yes | UNVERIFIED - MODEL BASELINE | Estim8r original model baseline | N/A | [7 empty] | NO | Do not use as an authoritative bid labor unit until verified against a permitted source or company production history.
EL-01837 | 26 | Site Lighting & Signs | Exterior | Install wall sign circuit |  |  | EA | 1 | 1 | 1.25 | 1.5 | Electrician crew | Auger/crane/lift as required | All | Both | Layout and normal installation | Supervision; unusual access; premium time |  | Original estimating baseline; calibrate to company history |  |  | Yes | UNVERIFIED - MODEL BASELINE | Estim8r original model baseline | N/A | [7 empty] | NO | Do not use as an authoritative bid labor unit until verified against a permitted source or company production history.
EL-01838 | 26 | Site Lighting & Signs | Exterior | Install illuminated sign |  |  | EA | 3 | 3 | 3.75 | 4.5 | Electrician crew | Auger/crane/lift as required | All | Both | Layout and normal installation | Supervision; unusual access; premium time |  | Original estimating baseline; calibrate to company history |  |  | Yes | UNVERIFIED - MODEL BASELINE | Estim8r original model baseline | N/A | [7 empty] | NO | Do not use as an authoritative bid labor unit until verified against a permitted source or company production history.
EL-01839 | 26 | Site Lighting & Signs | Exterior | Install monument sign electrical |  |  | EA | 2.5 | 2.5 | 3.125 | 3.75 | Electrician crew | Auger/crane/lift as required | All | Both | Layout and normal installation | Supervision; unusual access; premium time |  | Original estimating baseline; calibrate to company history |  |  | Yes | UNVERIFIED - MODEL BASELINE | Estim8r original model baseline | N/A | [7 empty] | NO | Do not use as an authoritative bid labor unit until verified against a permitted source or company production history.
EL-01840 | 26 | Site Lighting & Signs | Exterior | Install photocell |  |  | EA | 0.4 | 0.4 | 0.5 | 0.6 | Electrician crew | Auger/crane/lift as required | All | Both | Layout and normal installation | Supervision; unusual access; premium time |  | Original estimating baseline; calibrate to company history |  |  | Yes | UNVERIFIED - MODEL BASELINE | Estim8r original model baseline | N/A | [7 empty] | NO | Do not use as an authoritative bid labor unit until verified against a permitted source or company production history.
EL-01841 | 26 | Site Lighting & Signs | Exterior | Install lighting contactor |  |  | EA | 1.5 | 1.5 | 1.875 | 2.25 | Electrician crew | Auger/crane/lift as required | All | Both | Layout and normal installation | Supervision; unusual access; premium time |  | Original estimating baseline; calibrate to company history |  |  | Yes | UNVERIFIED - MODEL BASELINE | Estim8r original model baseline | N/A | [7 empty] | NO | Do not use as an authoritative bid labor unit until verified against a permitted source or company production history.
EL-01842 | 26 | Emergency Power | Generators | Set/connect generator | 10 kW | Generator | EA | 6 | 6 | 7.5 | 9 | Electrician crew | Crane/rigging as required | All | Both | Layout and normal installation | Supervision; unusual access; premium time |  | Original estimating baseline; calibrate to company history |  |  | Yes | UNVERIFIED - MODEL BASELINE | Estim8r original model baseline | N/A | [7 empty] | NO | Do not use as an authoritative bid labor unit until verified against a permitted source or company production history.
EL-01843 | 26 | Emergency Power | Generators | Set/connect generator | 20 kW | Generator | EA | 8 | 8 | 10 | 12 | Electrician crew | Crane/rigging as required | All | Both | Layout and normal installation | Supervision; unusual access; premium time |  | Original estimating baseline; calibrate to company history |  |  | Yes | UNVERIFIED - MODEL BASELINE | Estim8r original model baseline | N/A | [7 empty] | NO | Do not use as an authoritative bid labor unit until verified against a permitted source or company production history.
EL-01844 | 26 | Emergency Power | Generators | Set/connect generator | 50 kW | Generator | EA | 12 | 12 | 15 | 18 | Electrician crew | Crane/rigging as required | All | Both | Layout and normal installation | Supervision; unusual access; premium time |  | Original estimating baseline; calibrate to company history |  |  | Yes | UNVERIFIED - MODEL BASELINE | Estim8r original model baseline | N/A | [7 empty] | NO | Do not use as an authoritative bid labor unit until verified against a permitted source or company production history.
EL-01845 | 26 | Emergency Power | Generators | Set/connect generator | 100 kW | Generator | EA | 18 | 18 | 22.5 | 27 | Electrician crew | Crane/rigging as required | All | Both | Layout and normal installation | Supervision; unusual access; premium time |  | Original estimating baseline; calibrate to company history |  |  | Yes | UNVERIFIED - MODEL BASELINE | Estim8r original model baseline | N/A | [7 empty] | NO | Do not use as an authoritative bid labor unit until verified against a permitted source or company production history.
EL-01846 | 26 | Emergency Power | Generators | Set/connect generator | 250 kW | Generator | EA | 30 | 30 | 37.5 | 45 | Electrician crew | Crane/rigging as required | All | Both | Layout and normal installation | Supervision; unusual access; premium time |  | Original estimating baseline; calibrate to company history |  |  | Yes | UNVERIFIED - MODEL BASELINE | Estim8r original model baseline | N/A | [7 empty] | NO | Do not use as an authoritative bid labor unit until verified against a permitted source or company production history.
EL-01847 | 26 | Emergency Power | Generators | Set/connect generator | 500 kW | Generator | EA | 45 | 45 | 56.25 | 67.5 | Electrician crew | Crane/rigging as required | All | Both | Layout and normal installation | Supervision; unusual access; premium time |  | Original estimating baseline; calibrate to company history |  |  | Yes | UNVERIFIED - MODEL BASELINE | Estim8r original model baseline | N/A | [7 empty] | NO | Do not use as an authoritative bid labor unit until verified against a permitted source or company production history.
EL-01848 | 26 | Emergency Power | Generators | Set/connect generator | 1000 kW | Generator | EA | 70 | 70 | 87.5 | 105 | Electrician crew | Crane/rigging as required | All | Both | Layout and normal installation | Supervision; unusual access; premium time |  | Original estimating baseline; calibrate to company history |  |  | Yes | UNVERIFIED - MODEL BASELINE | Estim8r original model baseline | N/A | [7 empty] | NO | Do not use as an authoritative bid labor unit until verified against a permitted source or company production history.
EL-01849 | 26 | Emergency Power | Generators | Set/connect generator | 2000 kW | Generator | EA | 110 | 110 | 137.5 | 165 | Electrician crew | Crane/rigging as required | All | Both | Layout and normal installation | Supervision; unusual access; premium time |  | Original estimating baseline; calibrate to company history |  |  | Yes | UNVERIFIED - MODEL BASELINE | Estim8r original model baseline | N/A | [7 empty] | NO | Do not use as an authoritative bid labor unit until verified against a permitted source or company production history.
EL-01850 | 26 | Emergency Power | UPS | Install UPS | 5 kVA | UPS | EA | 3 | 3 | 3.75 | 4.5 | Electrician crew |  | All | Both | Layout and normal installation | Supervision; unusual access; premium time |  | Original estimating baseline; calibrate to company history |  |  | Yes | UNVERIFIED - MODEL BASELINE | Estim8r original model baseline | N/A | [7 empty] | NO | Do not use as an authoritative bid labor unit until verified against a permitted source or company production history.
EL-01851 | 26 | Emergency Power | UPS | Install UPS | 10 kVA | UPS | EA | 4 | 4 | 5 | 6 | Electrician crew |  | All | Both | Layout and normal installation | Supervision; unusual access; premium time |  | Original estimating baseline; calibrate to company history |  |  | Yes | UNVERIFIED - MODEL BASELINE | Estim8r original model baseline | N/A | [7 empty] | NO | Do not use as an authoritative bid labor unit until verified against a permitted source or company production history.
EL-01852 | 26 | Emergency Power | UPS | Install UPS | 20 kVA | UPS | EA | 6 | 6 | 7.5 | 9 | Electrician crew |  | All | Both | Layout and normal installation | Supervision; unusual access; premium time |  | Original estimating baseline; calibrate to company history |  |  | Yes | UNVERIFIED - MODEL BASELINE | Estim8r original model baseline | N/A | [7 empty] | NO | Do not use as an authoritative bid labor unit until verified against a permitted source or company production history.
EL-01853 | 26 | Emergency Power | UPS | Install UPS | 50 kVA | UPS | EA | 10 | 10 | 12.5 | 15 | Electrician crew |  | All | Both | Layout and normal installation | Supervision; unusual access; premium time |  | Original estimating baseline; calibrate to company history |  |  | Yes | UNVERIFIED - MODEL BASELINE | Estim8r original model baseline | N/A | [7 empty] | NO | Do not use as an authoritative bid labor unit until verified against a permitted source or company production history.
EL-01854 | 26 | Emergency Power | UPS | Install UPS | 100 kVA | UPS | EA | 16 | 16 | 20 | 24 | Electrician crew |  | All | Both | Layout and normal installation | Supervision; unusual access; premium time |  | Original estimating baseline; calibrate to company history |  |  | Yes | UNVERIFIED - MODEL BASELINE | Estim8r original model baseline | N/A | [7 empty] | NO | Do not use as an authoritative bid labor unit until verified against a permitted source or company production history.
EL-01855 | 26 | Emergency Power | UPS | Install UPS | 250 kVA | UPS | EA | 28 | 28 | 35 | 42 | Electrician crew |  | All | Both | Layout and normal installation | Supervision; unusual access; premium time |  | Original estimating baseline; calibrate to company history |  |  | Yes | UNVERIFIED - MODEL BASELINE | Estim8r original model baseline | N/A | [7 empty] | NO | Do not use as an authoritative bid labor unit until verified against a permitted source or company production history.
EL-01856 | 26 | Emergency Power | UPS | Install UPS | 500 kVA | UPS | EA | 45 | 45 | 56.25 | 67.5 | Electrician crew |  | All | Both | Layout and normal installation | Supervision; unusual access; premium time |  | Original estimating baseline; calibrate to company history |  |  | Yes | UNVERIFIED - MODEL BASELINE | Estim8r original model baseline | N/A | [7 empty] | NO | Do not use as an authoritative bid labor unit until verified against a permitted source or company production history.
EL-01857 | 26 | EV Charging | EVSE | Install Level 1 EVSE |  | EVSE | EA | 1 | 1 | 1.25 | 1.5 | Electrician crew |  | All | Both | Layout and normal installation | Supervision; unusual access; premium time |  | Original estimating baseline; calibrate to company history |  |  | Yes | UNVERIFIED - MODEL BASELINE | Estim8r original model baseline | N/A | [7 empty] | NO | Do not use as an authoritative bid labor unit until verified against a permitted source or company production history.
EL-01858 | 26 | EV Charging | EVSE | Install Level 2 EVSE wall |  | EVSE | EA | 2 | 2 | 2.5 | 3 | Electrician crew |  | All | Both | Layout and normal installation | Supervision; unusual access; premium time |  | Original estimating baseline; calibrate to company history |  |  | Yes | UNVERIFIED - MODEL BASELINE | Estim8r original model baseline | N/A | [7 empty] | NO | Do not use as an authoritative bid labor unit until verified against a permitted source or company production history.
EL-01859 | 26 | EV Charging | EVSE | Install Level 2 EVSE pedestal |  | EVSE | EA | 3 | 3 | 3.75 | 4.5 | Electrician crew |  | All | Both | Layout and normal installation | Supervision; unusual access; premium time |  | Original estimating baseline; calibrate to company history |  |  | Yes | UNVERIFIED - MODEL BASELINE | Estim8r original model baseline | N/A | [7 empty] | NO | Do not use as an authoritative bid labor unit until verified against a permitted source or company production history.
EL-01860 | 26 | EV Charging | EVSE | Install DC fast charger small |  | EVSE | EA | 10 | 10 | 12.5 | 15 | Electrician crew |  | All | Both | Layout and normal installation | Supervision; unusual access; premium time |  | Original estimating baseline; calibrate to company history |  |  | Yes | UNVERIFIED - MODEL BASELINE | Estim8r original model baseline | N/A | [7 empty] | NO | Do not use as an authoritative bid labor unit until verified against a permitted source or company production history.
EL-01861 | 26 | EV Charging | EVSE | Install DC fast charger large |  | EVSE | EA | 20 | 20 | 25 | 30 | Electrician crew |  | All | Both | Layout and normal installation | Supervision; unusual access; premium time |  | Original estimating baseline; calibrate to company history |  |  | Yes | UNVERIFIED - MODEL BASELINE | Estim8r original model baseline | N/A | [7 empty] | NO | Do not use as an authoritative bid labor unit until verified against a permitted source or company production history.
EL-01862 | 26 | EV Charging | EVSE | Install EV bollard |  | EVSE | EA | 1.5 | 1.5 | 1.875 | 2.25 | Electrician crew |  | All | Both | Layout and normal installation | Supervision; unusual access; premium time |  | Original estimating baseline; calibrate to company history |  |  | Yes | UNVERIFIED - MODEL BASELINE | Estim8r original model baseline | N/A | [7 empty] | NO | Do not use as an authoritative bid labor unit until verified against a permitted source or company production history.
EL-01863 | 26 | Renewable Energy | Solar/Storage | Install PV module rooftop |  | PV module rooftop | EA | 0.35 | 0.35 | 0.438 | 0.525 | Solar electrician crew |  | All | Both | Layout and normal installation | Supervision; unusual access; premium time |  | Original estimating baseline; calibrate to company history |  |  | Yes | UNVERIFIED - MODEL BASELINE | Estim8r original model baseline | N/A | [7 empty] | NO | Do not use as an authoritative bid labor unit until verified against a permitted source or company production history.
EL-01864 | 26 | Renewable Energy | Solar/Storage | Install PV module ground mount |  | PV module ground mount | EA | 0.45 | 0.45 | 0.562 | 0.675 | Solar electrician crew |  | All | Both | Layout and normal installation | Supervision; unusual access; premium time |  | Original estimating baseline; calibrate to company history |  |  | Yes | UNVERIFIED - MODEL BASELINE | Estim8r original model baseline | N/A | [7 empty] | NO | Do not use as an authoritative bid labor unit until verified against a permitted source or company production history.
EL-01865 | 26 | Renewable Energy | Solar/Storage | Install PV racking |  | PV racking | LF | 0.12 | 0.12 | 0.15 | 0.18 | Solar electrician crew |  | All | Both | Layout and normal installation | Supervision; unusual access; premium time |  | Original estimating baseline; calibrate to company history |  |  | Yes | UNVERIFIED - MODEL BASELINE | Estim8r original model baseline | N/A | [7 empty] | NO | Do not use as an authoritative bid labor unit until verified against a permitted source or company production history.
EL-01866 | 26 | Renewable Energy | Solar/Storage | Install String inverter |  | String inverter | EA | 2 | 2 | 2.5 | 3 | Solar electrician crew |  | All | Both | Layout and normal installation | Supervision; unusual access; premium time |  | Original estimating baseline; calibrate to company history |  |  | Yes | UNVERIFIED - MODEL BASELINE | Estim8r original model baseline | N/A | [7 empty] | NO | Do not use as an authoritative bid labor unit until verified against a permitted source or company production history.
EL-01867 | 26 | Renewable Energy | Solar/Storage | Install Central inverter |  | Central inverter | EA | 8 | 8 | 10 | 12 | Solar electrician crew |  | All | Both | Layout and normal installation | Supervision; unusual access; premium time |  | Original estimating baseline; calibrate to company history |  |  | Yes | UNVERIFIED - MODEL BASELINE | Estim8r original model baseline | N/A | [7 empty] | NO | Do not use as an authoritative bid labor unit until verified against a permitted source or company production history.
EL-01868 | 26 | Renewable Energy | Solar/Storage | Install Combiner box |  | Combiner box | EA | 1 | 1 | 1.25 | 1.5 | Solar electrician crew |  | All | Both | Layout and normal installation | Supervision; unusual access; premium time |  | Original estimating baseline; calibrate to company history |  |  | Yes | UNVERIFIED - MODEL BASELINE | Estim8r original model baseline | N/A | [7 empty] | NO | Do not use as an authoritative bid labor unit until verified against a permitted source or company production history.
EL-01869 | 26 | Renewable Energy | Solar/Storage | Install Rapid shutdown device |  | Rapid shutdown device | EA | 0.35 | 0.35 | 0.438 | 0.525 | Solar electrician crew |  | All | Both | Layout and normal installation | Supervision; unusual access; premium time |  | Original estimating baseline; calibrate to company history |  |  | Yes | UNVERIFIED - MODEL BASELINE | Estim8r original model baseline | N/A | [7 empty] | NO | Do not use as an authoritative bid labor unit until verified against a permitted source or company production history.
EL-01870 | 26 | Renewable Energy | Solar/Storage | Install Battery storage cabinet |  | Battery storage cabinet | EA | 5 | 5 | 6.25 | 7.5 | Solar electrician crew |  | All | Both | Layout and normal installation | Supervision; unusual access; premium time |  | Original estimating baseline; calibrate to company history |  |  | Yes | UNVERIFIED - MODEL BASELINE | Estim8r original model baseline | N/A | [7 empty] | NO | Do not use as an authoritative bid labor unit until verified against a permitted source or company production history.
EL-01871 | 26 | Residential | Service & Devices | Install Residential service 100A |  | Residential service 100A | EA | 8 | 8 | 10 | 12 | Electrician |  | All | Both | Layout and normal installation | Supervision; unusual access; premium time |  | Original estimating baseline; calibrate to company history |  |  | Yes | UNVERIFIED - MODEL BASELINE | Estim8r original model baseline | N/A | [7 empty] | NO | Do not use as an authoritative bid labor unit until verified against a permitted source or company production history.
EL-01872 | 26 | Residential | Service & Devices | Install Residential service 200A |  | Residential service 200A | EA | 12 | 12 | 15 | 18 | Electrician |  | All | Both | Layout and normal installation | Supervision; unusual access; premium time |  | Original estimating baseline; calibrate to company history |  |  | Yes | UNVERIFIED - MODEL BASELINE | Estim8r original model baseline | N/A | [7 empty] | NO | Do not use as an authoritative bid labor unit until verified against a permitted source or company production history.
EL-01873 | 26 | Residential | Service & Devices | Install Residential service 320/400A |  | Residential service 320/400A | EA | 20 | 20 | 25 | 30 | Electrician |  | All | Both | Layout and normal installation | Supervision; unusual access; premium time |  | Original estimating baseline; calibrate to company history |  |  | Yes | UNVERIFIED - MODEL BASELINE | Estim8r original model baseline | N/A | [7 empty] | NO | Do not use as an authoritative bid labor unit until verified against a permitted source or company production history.
EL-01874 | 26 | Residential | Service & Devices | Install Meter base |  | Meter base | EA | 1.5 | 1.5 | 1.875 | 2.25 | Electrician |  | All | Both | Layout and normal installation | Supervision; unusual access; premium time |  | Original estimating baseline; calibrate to company history |  |  | Yes | UNVERIFIED - MODEL BASELINE | Estim8r original model baseline | N/A | [7 empty] | NO | Do not use as an authoritative bid labor unit until verified against a permitted source or company production history.
EL-01875 | 26 | Residential | Service & Devices | Install Service mast |  | Service mast | EA | 3 | 3 | 3.75 | 4.5 | Electrician |  | All | Both | Layout and normal installation | Supervision; unusual access; premium time |  | Original estimating baseline; calibrate to company history |  |  | Yes | UNVERIFIED - MODEL BASELINE | Estim8r original model baseline | N/A | [7 empty] | NO | Do not use as an authoritative bid labor unit until verified against a permitted source or company production history.
EL-01876 | 26 | Residential | Service & Devices | Install Temporary power pole |  | Temporary power pole | EA | 4 | 4 | 5 | 6 | Electrician |  | All | Both | Layout and normal installation | Supervision; unusual access; premium time |  | Original estimating baseline; calibrate to company history |  |  | Yes | UNVERIFIED - MODEL BASELINE | Estim8r original model baseline | N/A | [7 empty] | NO | Do not use as an authoritative bid labor unit until verified against a permitted source or company production history.
EL-01877 | 26 | Residential | Service & Devices | Install Whole-house surge protector |  | Whole-house surge protector | EA | 0.5 | 0.5 | 0.625 | 0.75 | Electrician |  | All | Both | Layout and normal installation | Supervision; unusual access; premium time |  | Original estimating baseline; calibrate to company history |  |  | Yes | UNVERIFIED - MODEL BASELINE | Estim8r original model baseline | N/A | [7 empty] | NO | Do not use as an authoritative bid labor unit until verified against a permitted source or company production history.
EL-01878 | 26 | Residential | Service & Devices | Install Smoke/CO combo device |  | Smoke/CO combo device | EA | 0.3 | 0.3 | 0.375 | 0.45 | Electrician |  | All | Both | Layout and normal installation | Supervision; unusual access; premium time |  | Original estimating baseline; calibrate to company history |  |  | Yes | UNVERIFIED - MODEL BASELINE | Estim8r original model baseline | N/A | [7 empty] | NO | Do not use as an authoritative bid labor unit until verified against a permitted source or company production history.
EL-01879 | 26 | Residential | Service & Devices | Install Doorbell transformer/chime |  | Doorbell transformer/chime | EA | 0.6 | 0.6 | 0.75 | 0.9 | Electrician |  | All | Both | Layout and normal installation | Supervision; unusual access; premium time |  | Original estimating baseline; calibrate to company history |  |  | Yes | UNVERIFIED - MODEL BASELINE | Estim8r original model baseline | N/A | [7 empty] | NO | Do not use as an authoritative bid labor unit until verified against a permitted source or company production history.
EL-01880 | 26 | Marine/Marina | Dock Electrical | Install Shore power pedestal |  | Shore power pedestal | EA | 3 | 3 | 3.75 | 4.5 | Marine electrician |  | All | Both | Layout and normal installation | Supervision; unusual access; premium time |  | Original estimating baseline; calibrate to company history |  |  | Yes | UNVERIFIED - MODEL BASELINE | Estim8r original model baseline | N/A | [7 empty] | NO | Do not use as an authoritative bid labor unit until verified against a permitted source or company production history.
EL-01881 | 26 | Marine/Marina | Dock Electrical | Install Marina distribution panel |  | Marina distribution panel | EA | 8 | 8 | 10 | 12 | Marine electrician |  | All | Both | Layout and normal installation | Supervision; unusual access; premium time |  | Original estimating baseline; calibrate to company history |  |  | Yes | UNVERIFIED - MODEL BASELINE | Estim8r original model baseline | N/A | [7 empty] | NO | Do not use as an authoritative bid labor unit until verified against a permitted source or company production history.
EL-01882 | 26 | Marine/Marina | Dock Electrical | Install Dock receptacle |  | Dock receptacle | EA | 0.75 | 0.75 | 0.938 | 1.125 | Marine electrician |  | All | Both | Layout and normal installation | Supervision; unusual access; premium time |  | Original estimating baseline; calibrate to company history |  |  | Yes | UNVERIFIED - MODEL BASELINE | Estim8r original model baseline | N/A | [7 empty] | NO | Do not use as an authoritative bid labor unit until verified against a permitted source or company production history.
EL-01883 | 26 | Marine/Marina | Dock Electrical | Install Dock light |  | Dock light | EA | 0.65 | 0.65 | 0.812 | 0.975 | Marine electrician |  | All | Both | Layout and normal installation | Supervision; unusual access; premium time |  | Original estimating baseline; calibrate to company history |  |  | Yes | UNVERIFIED - MODEL BASELINE | Estim8r original model baseline | N/A | [7 empty] | NO | Do not use as an authoritative bid labor unit until verified against a permitted source or company production history.
EL-01884 | 26 | Marine/Marina | Dock Electrical | Install Dock bonding conductor |  | Dock bonding conductor | LF | 0.03 | 0.03 | 0.037 | 0.045 | Marine electrician |  | All | Both | Layout and normal installation | Supervision; unusual access; premium time |  | Original estimating baseline; calibrate to company history |  |  | Yes | UNVERIFIED - MODEL BASELINE | Estim8r original model baseline | N/A | [7 empty] | NO | Do not use as an authoritative bid labor unit until verified against a permitted source or company production history.
EL-01885 | 26 | Marine/Marina | Dock Electrical | Install Ground-fault monitor/sensor |  | Ground-fault monitor/sensor | EA | 1 | 1 | 1.25 | 1.5 | Marine electrician |  | All | Both | Layout and normal installation | Supervision; unusual access; premium time |  | Original estimating baseline; calibrate to company history |  |  | Yes | UNVERIFIED - MODEL BASELINE | Estim8r original model baseline | N/A | [7 empty] | NO | Do not use as an authoritative bid labor unit until verified against a permitted source or company production history.
EL-01886 | 26 | Special Systems | Specialty Electrical | Install Aircraft ground power receptacle |  | Aircraft ground power receptacle | EA | 2 | 2 | 2.5 | 3 | Electrician |  | All | Both | Layout and normal installation | Supervision; unusual access; premium time |  | Original estimating baseline; calibrate to company history |  |  | Yes | UNVERIFIED - MODEL BASELINE | Estim8r original model baseline | N/A | [7 empty] | NO | Do not use as an authoritative bid labor unit until verified against a permitted source or company production history.
EL-01887 | 26 | Special Systems | Specialty Electrical | Install Airport edge light |  | Airport edge light | EA | 0.8 | 0.8 | 1 | 1.2 | Electrician |  | All | Both | Layout and normal installation | Supervision; unusual access; premium time |  | Original estimating baseline; calibrate to company history |  |  | Yes | UNVERIFIED - MODEL BASELINE | Estim8r original model baseline | N/A | [7 empty] | NO | Do not use as an authoritative bid labor unit until verified against a permitted source or company production history.
EL-01888 | 26 | Special Systems | Specialty Electrical | Install Helipad light |  | Helipad light | EA | 0.8 | 0.8 | 1 | 1.2 | Electrician |  | All | Both | Layout and normal installation | Supervision; unusual access; premium time |  | Original estimating baseline; calibrate to company history |  |  | Yes | UNVERIFIED - MODEL BASELINE | Estim8r original model baseline | N/A | [7 empty] | NO | Do not use as an authoritative bid labor unit until verified against a permitted source or company production history.
EL-01889 | 26 | Special Systems | Specialty Electrical | Install Explosion-proof fixture |  | Explosion-proof fixture | EA | 1.2 | 1.2 | 1.5 | 1.8 | Electrician |  | All | Both | Layout and normal installation | Supervision; unusual access; premium time |  | Original estimating baseline; calibrate to company history |  |  | Yes | UNVERIFIED - MODEL BASELINE | Estim8r original model baseline | N/A | [7 empty] | NO | Do not use as an authoritative bid labor unit until verified against a permitted source or company production history.
EL-01890 | 26 | Special Systems | Specialty Electrical | Install Hazardous location seal |  | Hazardous location seal | EA | 0.75 | 0.75 | 0.938 | 1.125 | Electrician |  | All | Both | Layout and normal installation | Supervision; unusual access; premium time |  | Original estimating baseline; calibrate to company history |  |  | Yes | UNVERIFIED - MODEL BASELINE | Estim8r original model baseline | N/A | [7 empty] | NO | Do not use as an authoritative bid labor unit until verified against a permitted source or company production history.
EL-01891 | 26 | Special Systems | Specialty Electrical | Install Cleanroom device |  | Cleanroom device | EA | 0.65 | 0.65 | 0.812 | 0.975 | Electrician |  | All | Both | Layout and normal installation | Supervision; unusual access; premium time |  | Original estimating baseline; calibrate to company history |  |  | Yes | UNVERIFIED - MODEL BASELINE | Estim8r original model baseline | N/A | [7 empty] | NO | Do not use as an authoritative bid labor unit until verified against a permitted source or company production history.
EL-01892 | 26 | Special Systems | Specialty Electrical | Install Hospital-grade receptacle |  | Hospital-grade receptacle | EA | 0.3 | 0.3 | 0.375 | 0.45 | Electrician |  | All | Both | Layout and normal installation | Supervision; unusual access; premium time |  | Original estimating baseline; calibrate to company history |  |  | Yes | UNVERIFIED - MODEL BASELINE | Estim8r original model baseline | N/A | [7 empty] | NO | Do not use as an authoritative bid labor unit until verified against a permitted source or company production history.
EL-01893 | 26 | Special Systems | Specialty Electrical | Install Isolated ground receptacle |  | Isolated ground receptacle | EA | 0.35 | 0.35 | 0.438 | 0.525 | Electrician |  | All | Both | Layout and normal installation | Supervision; unusual access; premium time |  | Original estimating baseline; calibrate to company history |  |  | Yes | UNVERIFIED - MODEL BASELINE | Estim8r original model baseline | N/A | [7 empty] | NO | Do not use as an authoritative bid labor unit until verified against a permitted source or company production history.
EL-01894 | 02 | Demolition | Electrical Demo | Remove receptacle/switch |  |  | EA | 0.15 | 0.15 | 0.188 | 0.225 | Electrician |  | All | Both | Layout and normal installation | Supervision; unusual access; premium time |  | Original estimating baseline; calibrate to company history |  |  | Yes | UNVERIFIED - MODEL BASELINE | Estim8r original model baseline | N/A | [7 empty] | NO | Do not use as an authoritative bid labor unit until verified against a permitted source or company production history.
EL-01895 | 02 | Demolition | Electrical Demo | Remove light fixture |  |  | EA | 0.3 | 0.3 | 0.375 | 0.45 | Electrician |  | All | Both | Layout and normal installation | Supervision; unusual access; premium time |  | Original estimating baseline; calibrate to company history |  |  | Yes | UNVERIFIED - MODEL BASELINE | Estim8r original model baseline | N/A | [7 empty] | NO | Do not use as an authoritative bid labor unit until verified against a permitted source or company production history.
EL-01896 | 02 | Demolition | Electrical Demo | Remove panelboard |  |  | EA | 2 | 2 | 2.5 | 3 | Electrician |  | All | Both | Layout and normal installation | Supervision; unusual access; premium time |  | Original estimating baseline; calibrate to company history |  |  | Yes | UNVERIFIED - MODEL BASELINE | Estim8r original model baseline | N/A | [7 empty] | NO | Do not use as an authoritative bid labor unit until verified against a permitted source or company production history.
EL-01897 | 02 | Demolition | Electrical Demo | Remove transformer |  |  | EA | 3 | 3 | 3.75 | 4.5 | Electrician |  | All | Both | Layout and normal installation | Supervision; unusual access; premium time |  | Original estimating baseline; calibrate to company history |  |  | Yes | UNVERIFIED - MODEL BASELINE | Estim8r original model baseline | N/A | [7 empty] | NO | Do not use as an authoritative bid labor unit until verified against a permitted source or company production history.
EL-01898 | 02 | Demolition | Electrical Demo | Remove conduit |  |  | LF | 0.02 | 0.02 | 0.025 | 0.03 | Electrician |  | All | Both | Layout and normal installation | Supervision; unusual access; premium time |  | Original estimating baseline; calibrate to company history |  |  | Yes | UNVERIFIED - MODEL BASELINE | Estim8r original model baseline | N/A | [7 empty] | NO | Do not use as an authoritative bid labor unit until verified against a permitted source or company production history.
EL-01899 | 02 | Demolition | Electrical Demo | Remove wire/cable |  |  | LF | 0.01 | 0.01 | 0.013 | 0.015 | Electrician |  | All | Both | Layout and normal installation | Supervision; unusual access; premium time |  | Original estimating baseline; calibrate to company history |  |  | Yes | UNVERIFIED - MODEL BASELINE | Estim8r original model baseline | N/A | [7 empty] | NO | Do not use as an authoritative bid labor unit until verified against a permitted source or company production history.
EL-01900 | 02 | Demolition | Electrical Demo | Remove data/security device |  |  | EA | 0.2 | 0.2 | 0.25 | 0.3 | Electrician |  | All | Both | Layout and normal installation | Supervision; unusual access; premium time |  | Original estimating baseline; calibrate to company history |  |  | Yes | UNVERIFIED - MODEL BASELINE | Estim8r original model baseline | N/A | [7 empty] | NO | Do not use as an authoritative bid labor unit until verified against a permitted source or company production history.
EL-01901 | 02 | Demolition | Electrical Demo | Circuit tracing |  |  | EA | 0.4 | 0.4 | 0.5 | 0.6 | Electrician |  | All | Both | Layout and normal installation | Supervision; unusual access; premium time |  | Original estimating baseline; calibrate to company history |  |  | Yes | UNVERIFIED - MODEL BASELINE | Estim8r original model baseline | N/A | [7 empty] | NO | Do not use as an authoritative bid labor unit until verified against a permitted source or company production history.
EL-01902 | 26 | Testing & Commissioning | Electrical Testing | Panel torque/verification |  |  | EA | 1 | 1 | 1.25 | 1.5 | Electrician/technician |  | All | Both | Layout and normal installation | Supervision; unusual access; premium time |  | Original estimating baseline; calibrate to company history |  |  | Yes | UNVERIFIED - MODEL BASELINE | Estim8r original model baseline | N/A | [7 empty] | NO | Do not use as an authoritative bid labor unit until verified against a permitted source or company production history.
EL-01903 | 26 | Testing & Commissioning | Electrical Testing | Panel circuit directory |  |  | EA | 0.75 | 0.75 | 0.938 | 1.125 | Electrician/technician |  | All | Both | Layout and normal installation | Supervision; unusual access; premium time |  | Original estimating baseline; calibrate to company history |  |  | Yes | UNVERIFIED - MODEL BASELINE | Estim8r original model baseline | N/A | [7 empty] | NO | Do not use as an authoritative bid labor unit until verified against a permitted source or company production history.
EL-01904 | 26 | Testing & Commissioning | Electrical Testing | Breaker functional test |  |  | EA | 0.12 | 0.12 | 0.15 | 0.18 | Electrician/technician |  | All | Both | Layout and normal installation | Supervision; unusual access; premium time |  | Original estimating baseline; calibrate to company history |  |  | Yes | UNVERIFIED - MODEL BASELINE | Estim8r original model baseline | N/A | [7 empty] | NO | Do not use as an authoritative bid labor unit until verified against a permitted source or company production history.
EL-01905 | 26 | Testing & Commissioning | Electrical Testing | Ground resistance test |  |  | EA | 0.75 | 0.75 | 0.938 | 1.125 | Electrician/technician |  | All | Both | Layout and normal installation | Supervision; unusual access; premium time |  | Original estimating baseline; calibrate to company history |  |  | Yes | UNVERIFIED - MODEL BASELINE | Estim8r original model baseline | N/A | [7 empty] | NO | Do not use as an authoritative bid labor unit until verified against a permitted source or company production history.
EL-01906 | 26 | Testing & Commissioning | Electrical Testing | Thermal scan panel |  |  | EA | 0.5 | 0.5 | 0.625 | 0.75 | Electrician/technician |  | All | Both | Layout and normal installation | Supervision; unusual access; premium time |  | Original estimating baseline; calibrate to company history |  |  | Yes | UNVERIFIED - MODEL BASELINE | Estim8r original model baseline | N/A | [7 empty] | NO | Do not use as an authoritative bid labor unit until verified against a permitted source or company production history.
EL-01907 | 26 | Testing & Commissioning | Electrical Testing | Functional equipment test |  |  | EA | 0.75 | 0.75 | 0.938 | 1.125 | Electrician/technician |  | All | Both | Layout and normal installation | Supervision; unusual access; premium time |  | Original estimating baseline; calibrate to company history |  |  | Yes | UNVERIFIED - MODEL BASELINE | Estim8r original model baseline | N/A | [7 empty] | NO | Do not use as an authoritative bid labor unit until verified against a permitted source or company production history.
EL-01908 | 26 | Testing & Commissioning | Electrical Testing | Startup/commissioning allowance |  |  | EA | 1 | 1 | 1.25 | 1.5 | Electrician/technician |  | All | Both | Layout and normal installation | Supervision; unusual access; premium time |  | Original estimating baseline; calibrate to company history |  |  | Yes | UNVERIFIED - MODEL BASELINE | Estim8r original model baseline | N/A | [7 empty] | NO | Do not use as an authoritative bid labor unit until verified against a permitted source or company production history.
EL-01909 | 26 | Testing & Commissioning | Electrical Testing | As-built field markup |  |  | HR | 0.03 | 0.03 | 0.037 | 0.045 | Electrician/technician |  | All | Both | Layout and normal installation | Supervision; unusual access; premium time |  | Original estimating baseline; calibrate to company history |  |  | Yes | UNVERIFIED - MODEL BASELINE | Estim8r original model baseline | N/A | [7 empty] | NO | Do not use as an authoritative bid labor unit until verified against a permitted source or company production history.
EL-01910 | 26 | Prefabrication | Shop/Logistics | Prefab device assembly |  |  | EA | 0.12 | 0.12 | 0.15 | 0.18 | Prefab/shop crew |  | All | Both | Layout and normal installation | Supervision; unusual access; premium time |  | Original estimating baseline; calibrate to company history |  |  | Yes | UNVERIFIED - MODEL BASELINE | Estim8r original model baseline | N/A | [7 empty] | NO | Do not use as an authoritative bid labor unit until verified against a permitted source or company production history.
EL-01911 | 26 | Prefabrication | Shop/Logistics | Prefab conduit rack |  |  | LF | 0.06 | 0.06 | 0.075 | 0.09 | Prefab/shop crew |  | All | Both | Layout and normal installation | Supervision; unusual access; premium time |  | Original estimating baseline; calibrate to company history |  |  | Yes | UNVERIFIED - MODEL BASELINE | Estim8r original model baseline | N/A | [7 empty] | NO | Do not use as an authoritative bid labor unit until verified against a permitted source or company production history.
EL-01912 | 26 | Prefabrication | Shop/Logistics | Prefab panel whip |  |  | LF | 0.03 | 0.03 | 0.037 | 0.045 | Prefab/shop crew |  | All | Both | Layout and normal installation | Supervision; unusual access; premium time |  | Original estimating baseline; calibrate to company history |  |  | Yes | UNVERIFIED - MODEL BASELINE | Estim8r original model baseline | N/A | [7 empty] | NO | Do not use as an authoritative bid labor unit until verified against a permitted source or company production history.
EL-01913 | 26 | Prefabrication | Shop/Logistics | Material kitting |  |  | LF | 0.02 | 0.02 | 0.025 | 0.03 | Prefab/shop crew |  | All | Both | Layout and normal installation | Supervision; unusual access; premium time |  | Original estimating baseline; calibrate to company history |  |  | Yes | UNVERIFIED - MODEL BASELINE | Estim8r original model baseline | N/A | [7 empty] | NO | Do not use as an authoritative bid labor unit until verified against a permitted source or company production history.
EL-01914 | 26 | Prefabrication | Shop/Logistics | Material handling/staging |  |  | LF | 0.02 | 0.02 | 0.025 | 0.03 | Prefab/shop crew |  | All | Both | Layout and normal installation | Supervision; unusual access; premium time |  | Original estimating baseline; calibrate to company history |  |  | Yes | UNVERIFIED - MODEL BASELINE | Estim8r original model baseline | N/A | [7 empty] | NO | Do not use as an authoritative bid labor unit until verified against a permitted source or company production history.
EL-01915 | 01 | Project Labor | Overhead/Supervision | Journeyman supervision/foreman |  |  | HR | 1 | 1 | 1.25 | 1.5 | Management/field supervision |  | All | Both | Layout and normal installation | Supervision; unusual access; premium time | Estimate separately from installation labor; enter required hours directly. | Original estimating baseline; calibrate to company history |  |  | Yes | UNVERIFIED - MODEL BASELINE | Estim8r original model baseline | N/A | [7 empty] | NO | Do not use as an authoritative bid labor unit until verified against a permitted source or company production history.
EL-01916 | 01 | Project Labor | Overhead/Supervision | Project superintendent |  |  | HR | 1 | 1 | 1.25 | 1.5 | Management/field supervision |  | All | Both | Layout and normal installation | Supervision; unusual access; premium time | Estimate separately from installation labor; enter required hours directly. | Original estimating baseline; calibrate to company history |  |  | Yes | UNVERIFIED - MODEL BASELINE | Estim8r original model baseline | N/A | [7 empty] | NO | Do not use as an authoritative bid labor unit until verified against a permitted source or company production history.
EL-01917 | 01 | Project Labor | Overhead/Supervision | Project management |  |  | HR | 1 | 1 | 1.25 | 1.5 | Management/field supervision |  | All | Both | Layout and normal installation | Supervision; unusual access; premium time | Estimate separately from installation labor; enter required hours directly. | Original estimating baseline; calibrate to company history |  |  | Yes | UNVERIFIED - MODEL BASELINE | Estim8r original model baseline | N/A | [7 empty] | NO | Do not use as an authoritative bid labor unit until verified against a permitted source or company production history.
EL-01918 | 01 | Project Labor | Overhead/Supervision | Safety meetings/toolbox talks |  |  | HR | 1 | 1 | 1.25 | 1.5 | Management/field supervision |  | All | Both | Layout and normal installation | Supervision; unusual access; premium time | Estimate separately from installation labor; enter required hours directly. | Original estimating baseline; calibrate to company history |  |  | Yes | UNVERIFIED - MODEL BASELINE | Estim8r original model baseline | N/A | [7 empty] | NO | Do not use as an authoritative bid labor unit until verified against a permitted source or company production history.
EL-01919 | 01 | Project Labor | Overhead/Supervision | Daily cleanup |  |  | HR | 1 | 1 | 1.25 | 1.5 | Management/field supervision |  | All | Both | Layout and normal installation | Supervision; unusual access; premium time | Estimate separately from installation labor; enter required hours directly. | Original estimating baseline; calibrate to company history |  |  | Yes | UNVERIFIED - MODEL BASELINE | Estim8r original model baseline | N/A | [7 empty] | NO | Do not use as an authoritative bid labor unit until verified against a permitted source or company production history.
EL-01920 | 01 | Project Labor | Overhead/Supervision | Mobilization/demobilization |  |  | HR | 1 | 1 | 1.25 | 1.5 | Management/field supervision |  | All | Both | Layout and normal installation | Supervision; unusual access; premium time | Estimate separately from installation labor; enter required hours directly. | Original estimating baseline; calibrate to company history |  |  | Yes | UNVERIFIED - MODEL BASELINE | Estim8r original model baseline | N/A | [7 empty] | NO | Do not use as an authoritative bid labor unit until verified against a permitted source or company production history.
EL-01921 | 01 | Project Labor | Overhead/Supervision | Layout/BIM coordination |  |  | HR | 1 | 1 | 1.25 | 1.5 | Management/field supervision |  | All | Both | Layout and normal installation | Supervision; unusual access; premium time | Estimate separately from installation labor; enter required hours directly. | Original estimating baseline; calibrate to company history |  |  | Yes | UNVERIFIED - MODEL BASELINE | Estim8r original model baseline | N/A | [7 empty] | NO | Do not use as an authoritative bid labor unit until verified against a permitted source or company production history.

## Coverage Summary
Category | Line Items
Automation | 23
Boxes | 12
Communications | 18
Conductors | 119
Demolition | 8
Devices | 17
Distribution | 117
EV Charging | 6
Emergency Power | 15
Equipment Connections | 12
Fiber Optics | 34
Grounding | 7
Life Safety | 15
Lighting | 19
Marine/Marina | 6
Motor Control | 19
Motors | 8
Prefabrication | 5
Project Labor | 7
Raceways | 1330
Renewable Energy | 8
Residential | 9
Security | 38
Site Lighting & Signs | 15
Site/Earthwork | 38
Special Systems | 8
Testing & Commissioning | 8
TOTAL

## Productivity Factors
Factor | Typical Multiplier | Guidance
Normal/base | 1 | Open access, planned work, normal material handling.
Difficult | 1.25 | Congestion, moderate access limits, renovation coordination.
Very difficult | 1.5 | Severe congestion/access restrictions or unusually inefficient conditions.
Above 10 ft | 1.1 | Example company adjustment; calibrate.
Above 20 ft | 1.2 | Example company adjustment; calibrate.
Above 30 ft | 1.35 | Example company adjustment; calibrate.
Occupied renovation | 1.2 | Example company adjustment; calibrate.
Night/shift work | 1.15 | Example; actual productivity varies.
Hot/cold weather | 1.1 | Example; project-specific.
Confined space | 1.25 | Example; project-specific.
Repetitive/prefab advantage | 0.85 | Example reduction where proven by company history.

## Assembly Templates
Assembly ID | Assembly Name | Component Type | Component Description | Qty Formula / Typical Qty | Unit | Notes
ASM-001 | Commercial receptacle - EMT branch | Labor item | Receptacle device | 1 | EA | Add box, plate, conduit, conductors, supports and terminations based on project routing.
ASM-001 | Commercial receptacle - EMT branch | Labor item | Device box | 1 | EA
ASM-002 | LED troffer branch circuit | Labor item | LED troffer | 1 | EA | Add branch raceway/wire and controls.
ASM-003 | Panel feeder | Labor item | Panelboard | 1 | EA | Add feeder conduit, conductors, grounding, terminations and testing.
ASM-004 | Access control door | Labor item | Reader + REX + DPS + lock interface | 1 | DOOR | Add controller allocation, cable and programming.
ASM-005 | IP camera point | Labor item | Camera + Cat6 + termination + programming | 1 | POINT | Add pathway/supports as required.
ASM-006 | Fiber link | Labor item | Fiber cable + enclosure + terminations + testing | 1 | LINK | Select strand count and termination method.
ASM-007 | Pole light | Labor item | Pole + base + luminaire + branch circuit | 1 | EA | Add trench/conduit/wire and controls.

## Source Registry
Source ID | Source / Reference | Type | What It Can Support | Usage in This Workbook | URL / Acquisition | Status
SRC-NECA-MLU | NECA Manual of Labor Units | Licensed industry labor-unit reference | Electrical/communications installation labor; Normal/Difficult/Very Difficult methodology | Methodology and limited official public sample values only; complete tables not reproduced | https://www.necanet.org/education/publications/neca-manual-of-labor-units-(mlu) | LICENSE REQUIRED FOR COMPLETE DATA
SRC-NECA-IDX | NECA MLU public index | Public coverage/index reference | Coverage categories and existence of labor items across electrical trades | Used to audit breadth of Estim8r taxonomy; not used to copy protected labor tables | https://www.necanet.org/docs/default-source/education/publications/mlu2023-2024/mlu-24-index.pdf?sfvrsn=36dccf83_3 | PUBLIC INDEX
SRC-NECA-SAMPLE21 | NECA MLU 2021-2022 official sample page | Public sample labor data | Limited EMT, fittings, bends and cast-iron junction-box sample values | Only a small set of rows is normalized into Production Import | https://www.necanet.org/docs/default-source/education/publications/4090-21_2021-2022mlu_page202revised.pdf?sfvrsn=52e712c0_3 | PUBLIC SAMPLE
SRC-NECA-SAMPLE24 | NECA MLU 2023-2024 official sample page | Public sample labor data | Limited hanger-rod sample values | Retained as a source for future matching; not copied wholesale | https://www.necanet.org/docs/default-source/education/publications/mlu2023-2024/sample-mlu-page-2024.pdf?sfvrsn=3d0d174a_3 | PUBLIC SAMPLE
SRC-CRAFTSMAN | National Electrical Estimator / Craftsman Book Company | Commercial estimating reference | Material costs, man-hours per unit, installed costs for common electrical work | Candidate cross-check source; values require licensed/reference access | https://books.google.com/books/about/2002_National_Electrical_Estimator.html?id=JVSzyIrnQhAC | LICENSE/BOOK REQUIRED
SRC-COMPANY | Company historical production | Internal measured source | Actual crew hours by installed quantity and condition | Preferred calibration layer once sufficient clean project history exists | Internal | PREFERRED CALIBRATION
SRC-MFR | Manufacturer installation instructions | Public/controlled technical documentation | Installation scope, required steps, tooling, termination/test procedures | Use to define task inclusions/exclusions; generally not an absolute labor-hour source | Manufacturer-specific | SUPPORTING SOURCE